## Sheet1
PJM Bus Model as of: September 18, 2024
Pnode ID | Transmission Zone | Substation | Voltage | Equipment | Type
510409 | AECO | ABSECON | 69 KV | LOAD1 | LOAD
32947101 | AECO | ABSECON | 69 KV | LOAD2 | LOAD
2156110607 | AECO | ABSECON | 69 KV | OAKSTSP | GEN
2156110041 | AECO | ABSECON | 69 KV | PEARSTSP | GEN
2156113010 | AECO | AIRCOAE | 69 KV | T1_LOAD | LOAD
2156113008 | AECO | AIRCOAE | 69 KV | T2_LOAD | LOAD
49786 | AECO | ATCO | 69 KV | BUS1 | LOAD
49787 | AECO | ATCO | 69 KV | BUS4 | LOAD
2156112219 | AECO | ATCO | 69 KV | KETTLESP | GEN
74008619 | AECO | BARNEGAT | 69 KV | T1 | LOAD
2156111257 | AECO | BECKETT | 69 KV | T1 | LOAD
2156111258 | AECO | BECKETT | 69 KV | T2 | LOAD
49789 | AECO | BERLIN | 69 KV | IBUS | LOAD
2156114562 | AECO | BURL_TAP | 69 KV | BUR_LOAD | LOAD
49791 | AECO | BUTLER | 69 KV | LOAD1 | LOAD
1439640930 | AECO | BUTLER | 69 KV | PROGRESO | LOAD
2156111261 | AECO | CAPEMAY | 69 KV | T2 | LOAD
2156111260 | AECO | CAPEMAY | 69 KV | T3 | LOAD
31020665 | AECO | CARDIFF | 230 KV | CARD SVC | GEN
2156115771 | AECO | CARDIFF | 230 KV | DUM1LD | LOAD
2156115908 | AECO | CARDIFF | 230 KV | DUM2LD | LOAD
1067168806 | AECO | CARDIFF | 69 KV | EGHBRSP | GEN
1183220124 | AECO | CARDIFF | 69 KV | LOAD3 | LOAD
53048691 | AECO | CARDIFF | 69 KV | T5 | LOAD
2156111329 | AECO | CARLLS | 13.8 KV | CT_1 | GEN
2156111330 | AECO | CARLLS | 13.8 KV | CT_2 | GEN
63381377 | AECO | CARLLS | 69 KV | CUMBERLF | GEN
38367737 | AECO | CARLLS | 69 KV | T3 | LOAD
38367739 | AECO | CARLLS | 69 KV | T4 | LOAD
1305130466 | AECO | CEDAR | 230 KV | CED_SVC | GEN
32947103 | AECO | CEDAR | 69 KV | LOAD6 | LOAD
32947105 | AECO | CEDAR | 69 KV | LOAD7 | LOAD
49796 | AECO | CHAMBERS | 230 KV | BUS3 | LOAD
1047970 | AECO | CHAMBERS | 230 KV | BUS4 | LOAD
49797 | AECO | CHURCHTO | 69 KV | BUS1 | LOAD
1379253869 | AECO | CHURCHTO | 69 KV | T5 | LOAD
2156114261 | AECO | CLAYTNAE | 69 KV | ECKO | LOAD
93121 | AECO | CLAYTNAE | 69 KV | LOAD1 | LOAD
2156114390 | AECO | CLAYTNAE | 69 KV | T2 | LOAD
112586179 | AECO | CORSON | 69 KV | CMCMUALF | GEN
659744 | AECO | CORSON | 69 KV | T3 | LOAD
659745 | AECO | CORSON | 69 KV | T4 | LOAD
10700734 | AECO | COURT | 69 KV | T1 | LOAD
10700736 | AECO | COURT | 69 KV | T3 | LOAD
1084390986 | AECO | CROWNPNT | 18 KV | CTG1 | GEN
1084390987 | AECO | CROWNPNT | 18 KV | CTG2 | GEN
1084380397 | AECO | CROWNPNT | 18 KV | UAT1 | LOAD
1084380398 | AECO | CROWNPNT | 18 KV | UAT2 | LOAD
1084390988 | AECO | CROWNPNT | 21 KV | STG1 | GEN
71856457 | AECO | CUMB AE | 13.8 KV | AUXLD1 | LOAD
83734399 | AECO | CUMB AE | 13.8 KV | CT 2 | GEN
71856713 | AECO | CUMB AE | 13.8 KV | CUMBCT | GEN
93122 | AECO | DACOSTA | 69 KV | LOAD1 | LOAD
659747 | AECO | DACOSTA | 69 KV | LOAD2 | LOAD
61482289 | AECO | DENNIS | 230 KV | DENN SVC | GEN
1097722369 | AECO | DOROTHY | 138 KV | 1BUS | LOAD
1097722370 | AECO | DOROTHY | 138 KV | 2BUS | LOAD
51519875 | AECO | EGGHARBO | 69 KV | T1 | LOAD
659749 | AECO | ENGLAND | 23 KV | BUS2 | LOAD
2156113690 | AECO | FAATC | 69 KV | LOAD1 | LOAD
2156113783 | AECO | FAATC | 69 KV | LOAD2 | LOAD
2156110332 | AECO | FAIRTON | 69 KV | FAIRTNSP | GEN
2156110138 | AECO | FAIRTON | 69 KV | T1-LD | LOAD
2156110137 | AECO | FAIRTON | 69 KV | T2-LD | LOAD
1107278632 | AECO | FRANKAE | 138 KV | T1 | LOAD
49803 | AECO | GLASSBOR | 69 KV | BUS2 | LOAD
49804 | AECO | GLASSBOR | 69 KV | BUS3 | LOAD
49805 | AECO | GLASSBOR | 69 KV | BUS5 | LOAD
2156114174 | AECO | GLASSBOR | 69 KV | GLASSBSP | GEN
2156110441 | AECO | HARBORBC | 69 KV | T1 | LOAD
2156110442 | AECO | HARBORBC | 69 KV | T2 | LOAD
119117437 | AECO | HIGBEE | 23 KV | LOAD_1 | LOAD
119117439 | AECO | HIGBEE | 23 KV | LOAD_2 | LOAD
2156112445 | AECO | HIGHST | 69 KV | SJGAS | LOAD
1356149686 | AECO | HIGHST | 69 KV | T1 | LOAD
2156112359 | AECO | HIGHST | 69 KV | T2 | LOAD
31020667 | AECO | HURON | 12 KV | BORGATA | GEN
1305130483 | AECO | HURON | 69 KV | ACR_IDEC | GEN
123900909 | AECO | HURON | 69 KV | LOADTR1 | LOAD
123900911 | AECO | HURON | 69 KV | LOADTR2 | LOAD
21601643 | AECO | HURON | 69 KV | MARLOAD1 | LOAD
21601644 | AECO | HURON | 69 KV | MARLOAD2 | LOAD
21601645 | AECO | HURON | 69 KV | MARLOAD3 | LOAD
10700740 | AECO | LAKEAVEN | 69 KV | T7 | LOAD
61482219 | AECO | LAKEAVEN | 69 KV | T8 | LOAD
1183220167 | AECO | LAKEAVEN | 69 KV | T9 | LOAD
45565805 | AECO | LAMB | 69 KV | T1 | LOAD
31020613 | AECO | LANDIS | 138 KV | MANAWAY | LOAD
1356149580 | AECO | LANDIS | 138 KV | T1 | LOAD
659750 | AECO | LAUREL | 69 KV | BUS4 | LOAD
93123 | AECO | LENOX AE | 69 KV | LOAD1 | LOAD
53048693 | AECO | LINCOLN1 | 138 KV | CLAYVILL | LOAD
1067168832 | AECO | LINCOLN1 | 138 KV | MAYSLNSP | GEN
1218914266 | AECO | LINCOLN3 | 13.8 KV | CLAYVING | GEN
1218902254 | AECO | LINCOLN3 | 69 KV | SS1 LOAD | LOAD
2156112362 | AECO | MANNMILL | 69 KV | LOAD1 | LOAD
49814 | AECO | MANTUA | 69 KV | BUS1 | LOAD
1439640991 | AECO | MANTUA | 69 KV | T2LOAD | LOAD
2156111391 | AECO | MANVILTP | 69 KV | LOAD | LOAD
1207062477 | AECO | MARVENAE | 69 KV | T1 LOAD | LOAD
1207062476 | AECO | MARVENAE | 69 KV | T2 LOAD | LOAD
1207062475 | AECO | MARVENAE | 69 KV | T3 LOAD | LOAD
32947109 | AECO | MERION | 138 KV | LOAD1 | LOAD
32947111 | AECO | MERION | 138 KV | LOAD2 | LOAD
40243219 | AECO | MICKLETO | 230 KV | LOADDUM | LOAD
50858 | AECO | MICKLETO | 69 KV | CT_1 | GEN
1666099274 | AECO | MICKLETO | 69 KV | T2 LOAD | LOAD
1666099273 | AECO | MICKLETO | 69 KV | T5 LOAD | LOAD
49818 | AECO | MINOTOLA | 138 KV | 1BUS | LOAD
1097722409 | AECO | MINOTOLA | 138 KV | 2BUS | LOAD
1338430627 | AECO | MINOTOLA | 138 KV | CEDARSLR | GEN
40243221 | AECO | MONR AE | 230 KV | LOADDUM | LOAD
1047972 | AECO | MONSANTO | 69 KV | LOAD1 | LOAD
1132282105 | AECO | MOSSMILL | 69 KV | T1 | LOAD
1132282106 | AECO | MOSSMILL | 69 KV | T2 | LOAD
510412 | AECO | MOTTS | 69 KV | 3TX | LOAD
510410 | AECO | MOTTS | 69 KV | 5TX | LOAD
49828 | AECO | NEWPORT | 69 KV | LOAD1 | LOAD
2156112348 | AECO | NEWPORT | 69 KV | LOAD2 | LOAD
1268559208 | AECO | NEWPORT | 69 KV | SILICA | LOAD
1132282110 | AECO | NORTONVL | 69 KV | T2 LOAD | LOAD
49829 | AECO | OLDMAN | 69 KV | LOAD1 | LOAD
49830 | AECO | ONTARIO | 69 KV | LOAD1 | LOAD
205528 | AECO | ONTARIO | 69 KV | LOAD2 | LOAD
2156110140 | AECO | ONTARIO | 69 KV | LOAD3 | LOAD
2156110139 | AECO | ONTARIO | 69 KV | LOAD4 | LOAD
2156110333 | AECO | ONTARIO | 69 KV | MIDTWNGT | GEN
2156110334 | AECO | ONTARIO | 69 KV | WINDPWR | GEN
67165681 | AECO | ORCHARD | 500 KV |  | EHV
49832 | AECO | PAULSBRO | 69 KV | LOAD2 | LOAD
659754 | AECO | PAULSBRO | 69 KV | LOAD5 | LOAD
2156113878 | AECO | PECKBAY | 138 KV | OCW01 | GEN
71856463 | AECO | PEDRICKT | 13.8 KV | AUXLD2 | LOAD
1305118279 | AECO | PEERMONT | 69 KV | T1 | LOAD
1305118278 | AECO | PEERMONT | 69 KV | T2 | LOAD
49834 | AECO | PINEHILL | 69 KV | 1BUS | LOAD
49835 | AECO | PINEHILL | 69 KV | 3BUS | LOAD
2156112151 | AECO | PINEHILL | 69 KV | GEMSLFSP | GEN
1666099412 | AECO | PVILLE | 69 KV | T4 | LOAD
1666099416 | AECO | PVILLE | 69 KV | T5 | LOAD
83734313 | AECO | QUINTON | 69 KV | T1_LOAD | LOAD
83734315 | AECO | QUINTON | 69 KV | T2_LOAD | LOAD
2156113000 | AECO | QUINTON | 69 KV | WIND | LOAD
2156113021 | AECO | REPAUNO | 69 KV | T1 | LOAD
2156113075 | AECO | REPAUNO | 69 KV | T2 | LOAD
1439641025 | AECO | RIOGRAND | 69 KV | T6 | LOAD
1439641026 | AECO | RIOGRAND | 69 KV | T7 | LOAD
1439641027 | AECO | RIOGRAND | 69 KV | T8 | LOAD
49837 | AECO | RIVER | 69 KV | LOAD1 | LOAD
93127 | AECO | ROADSTOW | 69 KV | LOAD1 | LOAD
1439641030 | AECO | ROADSTOW | 69 KV | T2LOAD | LOAD
53048695 | AECO | ROWAN | 69 KV | ROWANT1 | LOAD
53048697 | AECO | ROWAN | 69 KV | ROWANT2 | LOAD
49838 | AECO | SCULL | 138 KV | BUS1 | LOAD
49839 | AECO | SCULL | 138 KV | BUS2 | LOAD
48933943 | AECO | SEAISLE | 69 KV | T1 | LOAD
1666099332 | AECO | SEAISLE | 69 KV | T2 LOAD | LOAD
93129 | AECO | SEARSTOW | 69 KV | LOAD1 | LOAD
659756 | AECO | SEARSTOW | 69 KV | LOAD2 | LOAD
1207074110 | AECO | SEARSTOW | 69 KV | SEASHRSP | GEN
49840 | AECO | SECONDST | 69 KV | LOAD1 | LOAD
659757 | AECO | SECONDST | 69 KV | LOAD2 | LOAD
659758 | AECO | SECONDST | 69 KV | WHEAT1 | LOAD
659759 | AECO | SECONDST | 69 KV | WHEAT2 | LOAD
1268559242 | AECO | SECONDST | 69 KV | WHEATON | LOAD
71856465 | AECO | SHERMAN | 13.8 KV | AUXLD1 | LOAD
71856721 | AECO | SHERMAN | 13.8 KV | CT 1 | GEN
32947113 | AECO | SHIPBOTT | 69 KV | T1 | LOAD
32947115 | AECO | SHIPBOTT | 69 KV | T2 | LOAD
1666099348 | AECO | SHIPBOTT | 69 KV | T3 | LOAD
49842 | AECO | SICKLER | 69 KV | 2BUS | LOAD
2156115994 | AECO | SICKLER | 69 KV | SICKSP | GEN
78711717 | AECO | SICKLER | 69 KV | T3LOAD | LOAD
49843 | AECO | SILVERLA | 69 KV | BUS2 | LOAD
49844 | AECO | SILVERLA | 69 KV | BUS5 | LOAD
49845 | AECO | SMILLVIL | 69 KV | LOAD1 | LOAD
659760 | AECO | SMILLVIL | 69 KV | LOAD2 | LOAD
2156112474 | AECO | STRATFOR | 69 KV | T1 | LOAD
38367745 | AECO | STRATFOR | 69 KV | T2 | LOAD
10700747 | AECO | SWAINTON | 69 KV | LOAD2 | LOAD
48933947 | AECO | TABERNAC | 69 KV | T1 | LOAD
48933945 | AECO | TABERNAC | 69 KV | T2 | LOAD
1666099368 | AECO | TANSBORO | 69 KV | JM LOAD | LOAD
1666099369 | AECO | TANSBORO | 69 KV | T1 LOAD | LOAD
1666099366 | AECO | TANSBORO | 69 KV | T2 LOAD | LOAD
1369011438 | AECO | TANSBORO | 69 KV | TANSBFC | GEN
49851 | AECO | TERRACE | 69 KV | BUS1 | LOAD
49852 | AECO | TERRACE | 69 KV | BUS3 | LOAD
2156110439 | AECO | TERRACE | 69 KV | MU_LOAD | LOAD
2156110440 | AECO | TERRACE | 69 KV | T1 | LOAD
2156110438 | AECO | TERRACE | 69 KV | T2 | LOAD
2156110437 | AECO | TERRACE | 69 KV | T3 | LOAD
10700748 | AECO | TUCKAHOE | 69 KV | T1 | LOAD
49853 | AECO | UNION | 138 KV | BUS3 | LOAD
10700749 | AECO | UPPERPIT | 138 KV | LOAD | LOAD
112586181 | AECO | UPPERPIT | 138 KV | PITSGVSP | GEN
2156111390 | AECO | VALEPKTP | 69 KV | LOAD | LOAD
32947117 | AECO | VALERO | 69 KV | LOAD1 | LOAD
32947119 | AECO | VALERO | 69 KV | LOAD2 | LOAD
33884103 | AECO | VALERO | 69 KV | LOAD3 | LOAD
32947163 | AECO | VALERO | 69 KV | MOBIL | GEN
119118215 | AECO | VINELAND | 13.8 KV | CTYVINEL | GEN
119117441 | AECO | VINELAND | 4 KV | STLOAD | LOAD
1439641077 | AECO | VINELAND | 69 KV | CENTRAL | LOAD
1107289397 | AECO | VINELAND | 69 KV | ELMERDSP | GEN
1439641073 | AECO | VINELAND | 69 KV | G-10 | LOAD
1439641074 | AECO | VINELAND | 69 KV | NCENTRAL | LOAD
1439641075 | AECO | VINELAND | 69 KV | WEST | LOAD
38367749 | AECO | WASHINGT | 69 KV | T1 | LOAD
38367751 | AECO | WASHINGT | 69 KV | T2 | LOAD
2156109888 | AECO | WASHINGT | 69 KV | T3 | LOAD
2156111389 | AECO | WHEATOTP | 69 KV | BETA | LOAD
51519883 | AECO | WILLIAMS | 69 KV | T4 | LOAD
51519885 | AECO | WILLIAMS | 69 KV | T5 | LOAD
1369011445 | AECO | WINSLOW | 69 KV | KELLOGFC | GEN
51519889 | AECO | WINSLOW | 69 KV | T1 | LOAD
51519887 | AECO | WINSLOW | 69 KV | T2 | LOAD
123900915 | AECO | WOODSTOW | 69 KV | LOAD_T3 | LOAD
123900917 | AECO | WOODSTOW | 69 KV | LOAD_T4 | LOAD
112586183 | AECO | WOODSTOW | 69 KV | PLGRV1SP | GEN
112586185 | AECO | WOODSTOW | 69 KV | PLGRV2SP | GEN
32410471 | AEP | 18THSTHT | 69 KV | T1 | LOAD
2156113634 | AEP | 21JOHNST | 69 KV | LOADA | LOAD
2156113760 | AEP | 21JSTJNC | 69 KV | LOADA | LOAD
2156113681 | AEP | 21NWHTH | 69 KV | LOADA | LOAD
2156113598 | AEP | 21SHAWN | 69 KV | LOADA | LOAD
32416355 | AEP | 21TREATY | 69 KV | A | LOAD
2156113660 | AEP | 21WILBRG | 69 KV | LOADA | LOAD
32419333 | AEP | 21WWVSTA | 69 KV | 21W1 | GEN
32419335 | AEP | 21WWVSTA | 69 KV | 21W2 | GEN
32410473 | AEP | 23RDSTRE | 138 KV | T1 | LOAD
32410475 | AEP | 23RDSTRE | 138 KV | T2 | LOAD
32416359 | AEP | 29THST | 13 KV | LOAD1 | LOAD
32416361 | AEP | 29THST | 13 KV | LOAD2 | LOAD
32416363 | AEP | 32NDSTRE | 13 KV | LOAD | LOAD
2156112926 | AEP | 3MIM | 69 KV | T2 | LOAD
32410477 | AEP | ABERT | 69 KV | T1 | LOAD
32410481 | AEP | ABINGDON | 138 KV | T2 | LOAD
32410483 | AEP | ABINGDON | 138 KV | T3 | LOAD
45565837 | AEP | ABINGDON | 138 KV | T4 | LOAD
1356152835 | AEP | ACADEMIA | 12 KV | 12KV | LOAD
2156113767 | AEP | ACADEMIA | 138 KV | MOBILE | LOAD
1356152836 | AEP | ACADEMIA | 69 KV | GAMBIER | LOAD
2156111399 | AEP | ADA | 69 KV | LOAD | LOAD
1165470563 | AEP | ADAMSAEP | 69 KV | PEEB | LOAD
1165470562 | AEP | ADAMSAEP | 69 KV | T2 | LOAD
1356152322 | AEP | ADAMSIM | 138 KV | T2 | LOAD
1165470565 | AEP | ADDISON | 69 KV | LOAD1 | LOAD
71856505 | AEP | ADENA | 69 KV | T1 | LOAD
40243919 | AEP | ADKINS | 13.8 KV | GT1 | GEN
40243921 | AEP | ADKINS | 13.8 KV | GT2 | GEN
40243923 | AEP | ADKINS | 13.8 KV | GT3 | GEN
40243925 | AEP | ADKINS | 13.8 KV | GT4 | GEN
40243927 | AEP | ADKINS | 13.8 KV | GT5 | GEN
40243929 | AEP | ADKINS | 13.8 KV | GT6 | GEN
2156109010 | AEP | ADOBESW | 69 KV | CARDINAL | LOAD
2156115931 | AEP | ADRIAN | 69 KV | LOAD | LOAD
135388697 | AEP | AGAGAS1 | 138 KV | T1 | LOAD
135388699 | AEP | AGAGAS1 | 138 KV | T2 | LOAD
2156112473 | AEP | AGNERSW | 69 KV | LOAD1 | LOAD
32410501 | AEP | AKSTEEL | 138 KV | C14010 | LOAD
32410503 | AEP | AKSTEEL | 138 KV | C14020 | LOAD
1388602894 | AEP | ALADDIN | 138 KV | T1 | LOAD
1388602893 | AEP | ALADDIN | 138 KV | T2 | LOAD
1666102943 | AEP | ALBIONIM | 69 KV | T2 | LOAD
1666103463 | AEP | ALBIONRE | 69 KV | REMC | LOAD
2156115414 | AEP | ALIKANNA | 69 KV | T1 | LOAD
2156108962 | AEP | ALLEDONI | 69 KV | COALSAF | LOAD
32410507 | AEP | ALLENAEP | 46 KV | T1 | LOAD
2156114007 | AEP | ALLENAEP | 46 KV | T2 | LOAD
1097733434 | AEP | ALLOY | 138 KV | CONV | GEN
48934183 | AEP | ALLOY | 138 KV | HYD1 | GEN
1097733433 | AEP | ALLOY | 138 KV | HYD2 | GEN
32410511 | AEP | ALLOY | 138 KV | LT21 | LOAD
32410513 | AEP | ALLOY | 138 KV | LT31 | LOAD
1107280803 | AEP | ALMENA | 69 KV | LOAD | LOAD
1666102954 | AEP | ALMENA | 69 KV | T1 | LOAD
1666102955 | AEP | ALMENA | 69 KV | T3 | LOAD
2156112051 | AEP | ALPINES | 69 KV | HWNCOOP | LOAD
32410515 | AEP | ALUMRIDG | 138 KV | T1 | LOAD
32410517 | AEP | AMALLOY | 138 KV | T1 | LOAD
2041958084 | AEP | AMBLERR | 138 KV | T1 | LOAD
2156113614 | AEP | AMERIPLX | 138 KV | T1 | LOAD
2156114549 | AEP | AMHERST | 138 KV | MOBILE | LOAD
2156111850 | AEP | AMHERST | 69 KV | T1 | LOAD
1183223764 | AEP | AMLIN | 138 KV | LD1 | LOAD
2156113301 | AEP | AMLIN | 138 KV | LD2 | LOAD
1132284247 | AEP | AMOS | 138 KV | SCR1 | LOAD
1132284248 | AEP | AMOS | 138 KV | SCR2 | LOAD
40243775 | AEP | AMOS | 26 KV | AM1 | GEN
40243779 | AEP | AMOS | 26 KV | AM2 | GEN
40243777 | AEP | AMOS | 26 KV | AM3 | GEN
1305120340 | AEP | AMOS | 34 KV | CENTSW | LOAD
1305120336 | AEP | AMOS | 34 KV | COAL | LOAD
1305120338 | AEP | AMOS | 34 KV | LOADSS | LOAD
1305120337 | AEP | AMOS | 34 KV | PRECIP | LOAD
1305120339 | AEP | AMOS | 34 KV | SS | LOAD
32410521 | AEP | AMOS | 34 KV | T7 | LOAD
32410523 | AEP | AMOS | 34 KV | T8 | LOAD
34509175 | AEP | AMOS | 765 KV |  | EHV
34511939 | AEP | AMPOR | 138 KV | GENDUMMY | GEN
32413159 | AEP | AMPOR | 138 KV | LOAD | LOAD
2156108993 | AEP | AMSTERDA | 69 KV | T1 | LOAD
1775813094 | AEP | ANCHORHO | 69 KV | T1 | LOAD
1775813092 | AEP | ANCHORHO | 69 KV | T2 | LOAD
1775813093 | AEP | ANCHORHO | 69 KV | T3 | LOAD
2156114442 | AEP | ANCHORHO | 69 KV | T4 | LOAD
2156114427 | AEP | ANCHORHO | 69 KV | T5 | LOAD
2156109567 | AEP | ANGUIN | 138 KV | 1A | LOAD
2156109568 | AEP | ANGUIN | 138 KV | 1B | LOAD
2156114530 | AEP | ANGUIN | 138 KV | LIBERTY1 | LOAD
2156114750 | AEP | ANGUIN | 138 KV | LIBERTY2 | LOAD
2156114623 | AEP | ANGUIN | 138 KV | LIBERTY3 | LOAD
2156114534 | AEP | ANGUIN | 138 KV | NBY6 | LOAD
2156114673 | AEP | ANGUIN | 138 KV | NBY7 | LOAD
2156114551 | AEP | ANGUIN | 138 KV | ROCKHO_E | LOAD
2156114552 | AEP | ANGUIN | 138 KV | ROCKHO_F | LOAD
1775812645 | AEP | ANTHONY | 138 KV | T5 | LOAD
1775813095 | AEP | ANTIVLTP | 69 KV | T1 | LOAD
1666104477 | AEP | ANTWERP | 69 KV | T1 | LOAD
32410535 | AEP | APPLECRE | 138 KV | T1 | LOAD
2156114634 | AEP | APPLEGRO | 138 KV | SKIDAP10 | LOAD
2156115321 | AEP | APPLEGRO | 69 KV | T2 | LOAD
32410539 | AEP | APPLEVAL | 138 KV | T6 | LOAD
2156112263 | AEP | ARBOLES | 138 KV | ACP1 | LOAD
2156111972 | AEP | ARBOLES | 138 KV | ACP2 | LOAD
2156113608 | AEP | ARBORSTR | 69 KV | T1 | LOAD
2156108991 | AEP | ARENDSRI | 138 KV | LOWELL | LOAD
1775813072 | AEP | ARMSTRNG | 69 KV | T1 | LOAD
1775813073 | AEP | ARMSTRNG | 69 KV | T2 | LOAD
1775813071 | AEP | ARMSTRNG | 69 KV | T3 | LOAD
32410541 | AEP | ASHEVANS | 69 KV | ASHOIL2 | LOAD
32410543 | AEP | ASHEVANS | 69 KV | T1T2 | LOAD
2156110485 | AEP | ASHLYAEP | 69 KV | T1 | LOAD
32410545 | AEP | ASHOIL1 | 69 KV | ASHMALIC | LOAD
32410547 | AEP | ASHOIL1 | 69 KV | T1T2 | LOAD
1218904376 | AEP | ASTON | 138 KV | WILLIAM1 | LOAD
1218904377 | AEP | ASTON | 138 KV | WILLIAM2 | LOAD
1218904378 | AEP | ASTON | 138 KV | WILLIAM3 | LOAD
32410549 | AEP | ASTOR | 138 KV | T1 | LOAD
32410551 | AEP | ASTOR | 138 KV | T2 | LOAD
32410553 | AEP | ATKINS | 138 KV | T1 | LOAD
2156109016 | AEP | ATWOOD | 69 KV | ATWOOD | LOAD
32410557 | AEP | AUBURNC3 | 138 KV | T1 | LOAD
32410559 | AEP | AUBURNC5 | 138 KV | T1 | LOAD
1666104437 | AEP | AUGLAIZE | 69 KV | T1 | LOAD
1666104438 | AEP | AUGLAIZE | 69 KV | T2 | LOAD
2156110476 | AEP | AULT | 69 KV | GINGER | LOAD
32410561 | AEP | AUSTINVI | 138 KV | T1 | LOAD
1552830329 | AEP | AVIATION | 138 KV | T2 | LOAD
1666103466 | AEP | AVILLATP | 69 KV | AVILLA | LOAD
34509177 | AEP | AXTON | 765 KV |  | EHV
2156114135 | AEP | AXTONAEP | 34.5 KV | AXTONSP | GEN
1356153531 | AEP | AZALEA | 138 KV | MOMENT1 | LOAD
1356153532 | AEP | AZALEA | 138 KV | MOMENT2 | LOAD
1775814261 | AEP | BABBITT | 138 KV | T1 | LOAD
2156113231 | AEP | BABBITT | 138 KV | T11 | LOAD
1775814263 | AEP | BABBITT | 138 KV | T2 | LOAD
1775814265 | AEP | BABBITT | 138 KV | T3 | LOAD
1775814264 | AEP | BABBITT | 138 KV | T4 | LOAD
1775814262 | AEP | BABBITT | 138 KV | T5 | LOAD
2156109566 | AEP | BABBITT | 138 KV | T8 | LOAD
2156114773 | AEP | BADGRAEP | 138 KV | GONDORT1 | LOAD
2156114625 | AEP | BADGRAEP | 138 KV | GONDORT2 | LOAD
2156114596 | AEP | BADGRAEP | 138 KV | GONDORT3 | LOAD
2156114622 | AEP | BADGRAEP | 138 KV | GONDORT4 | LOAD
32410563 | AEP | BAILEYSV | 138 KV | T1 | LOAD
34509179 | AEP | BAKER | 765 KV |  | EHV
2156111841 | AEP | BAKERSV | 69 KV | BAKER | LOAD
40243259 | AEP | BALLHOLL | 138 KV | T1 LOAD | LOAD
2156113757 | AEP | BALLOU | 69 KV | CITYDANV | LOAD
1439644392 | AEP | BALLSGAP | 138 KV | T1 | LOAD
32410565 | AEP | BANCROFT | 138 KV | T2 | LOAD
32410567 | AEP | BANCROFT | 138 KV | T3 | LOAD
2156112886 | AEP | BANE | 69 KV | CARDINAL | LOAD
2156112737 | AEP | BANE | 69 KV | T1 | LOAD
2156114449 | AEP | BANGOR | 69 KV | T1 | LOAD
2156114310 | AEP | BANGOR | 69 KV | T2 | LOAD
2156109007 | AEP | BARNESVI | 69 KV | T3 | LOAD
1218905938 | AEP | BARNETT | 69 KV | T1LD | LOAD
1218905939 | AEP | BARNETT | 69 KV | T2LD | LOAD
32410571 | AEP | BARODA | 138 KV | T1 | LOAD
2041958109 | AEP | BASSETT | 69 KV | T1 | LOAD
2156108971 | AEP | BATESVOP | 69 KV | T3 | LOAD
93353429 | AEP | BATTLERU | 138 KV | LOAD | LOAD
32410573 | AEP | BCADDISN | 138 KV | T1 | LOAD
2156114550 | AEP | BEACON | 345 KV | DARBY1 | LOAD
2156114768 | AEP | BEACON | 345 KV | DARBY2 | LOAD
2156114667 | AEP | BEACON | 345 KV | DARBY3 | LOAD
2156115502 | AEP | BEALE | 69 KV | T1 | LOAD
2156110183 | AEP | BEALLAVE | 69 KV | T12 | LOAD
2156110182 | AEP | BEALLAVE | 69 KV | T3 | LOAD
2156108981 | AEP | BEALLSVI | 69 KV | T1 | LOAD
2156112238 | AEP | BEARTOWN | 69 KV | LOAD1 | LOAD
32410575 | AEP | BEATTY | 138 KV | T1 | LOAD
32410577 | AEP | BEATTY | 138 KV | T2 | LOAD
32410579 | AEP | BEATTY | 138 KV | T5 | LOAD
32410581 | AEP | BEATTY | 138 KV | T6 | LOAD
2156114439 | AEP | BEAVERCR | 138 KV | T9 | LOAD
32410583 | AEP | BEAVERCR | 46 KV | BURTON | LOAD
32410585 | AEP | BEAVERCR | 46 KV | WHEELWRT | LOAD
2156111398 | AEP | BEAVERDM | 69 KV | LOAD | LOAD
32410587 | AEP | BECKHAM | 138 KV | T1 | LOAD
2156114159 | AEP | BECKWITH | 138 KV | T1 | LOAD
2156114140 | AEP | BECKWITH | 138 KV | T2 | LOAD
32410589 | AEP | BEECHROA | 138 KV | T1 | LOAD
32410591 | AEP | BEEFHIDE | 138 KV | T1 | LOAD
2156108958 | AEP | BELDENSW | 69 KV | EMPIRE | LOAD
2156108957 | AEP | BELDENSW | 69 KV | LOCK | LOAD
32410593 | AEP | BELDENVI | 138 KV | T1 | LOAD
32410595 | AEP | BELDENVI | 138 KV | T2 | LOAD
32410597 | AEP | BELHAVEN | 138 KV | T1 | LOAD
32410601 | AEP | BELLEFON | 138 KV | T6 | LOAD
32410613 | AEP | BELLEFON | 34 KV | ARMCOKP1 | LOAD
32410615 | AEP | BELLEFON | 34 KV | ARMCOKP2 | LOAD
32410603 | AEP | BELLEFON | 69 KV | AIRPROD | LOAD
32410611 | AEP | BELLEFON | 69 KV | TENTHSTR | LOAD
32418569 | AEP | BELLEVI2 | 138 KV | BLV1 | GEN
32413127 | AEP | BELLEVI2 | 138 KV | LOAD | LOAD
2156110181 | AEP | BELLRIDG | 138 KV | WASHNGTN | LOAD
5021072 | AEP | BELPRE | 138 KV | T1 | LOAD
5021073 | AEP | BELPRE | 138 KV | T2 | LOAD
32410617 | AEP | BELVAAEP | 138 KV | T1A | LOAD
2156111810 | AEP | BELVAAEP | 138 KV | T3 | LOAD
2156109896 | AEP | BENINGTN | 138 KV | WVIRGINA | LOAD
32410623 | AEP | BENTMOUN | 138 KV | T1 | LOAD
32410625 | AEP | BENTMOUN | 138 KV | T2 | LOAD
32410627 | AEP | BENTONVI | 69 KV | T1 | LOAD
48933985 | AEP | BERKSHI2 | 138 KV | T1 | LOAD
2156111832 | AEP | BERLNAEP | 69 KV | T1 | LOAD
2156111764 | AEP | BERLNAEP | 69 KV | T2 | LOAD
1356152711 | AEP | BERNE | 69 KV | T1 | LOAD
32418283 | AEP | BERRHYD | 4 KV | BR1 | GEN
32418285 | AEP | BERRHYD | 4 KV | BR10 | GEN
32418287 | AEP | BERRHYD | 4 KV | BR11 | GEN
32418289 | AEP | BERRHYD | 4 KV | BR12 | GEN
32418291 | AEP | BERRHYD | 4 KV | BR2 | GEN
32418293 | AEP | BERRHYD | 4 KV | BR3 | GEN
32418295 | AEP | BERRHYD | 4 KV | BR4 | GEN
32418297 | AEP | BERRHYD | 4 KV | BR5 | GEN
32418299 | AEP | BERRHYD | 4 KV | BR6 | GEN
32418301 | AEP | BERRHYD | 4 KV | BR7 | GEN
32418303 | AEP | BERRHYD | 4 KV | BR8 | GEN
32418305 | AEP | BERRHYD | 4 KV | BR9 | GEN
2156112624 | AEP | BERRYHIL | 138 KV | T1 | LOAD
1552831294 | AEP | BERRYWOD | 138 KV | TR1 | LOAD
1379256640 | AEP | BERWIND | 138 KV | T1 | LOAD
32410635 | AEP | BETHEL2 | 138 KV | T1 | LOAD
32410637 | AEP | BETHEL2 | 138 KV | T2 | LOAD
32410639 | AEP | BETHEL2 | 138 KV | T3 | LOAD
48933987 | AEP | BETHLEHE | 138 KV | T1 | LOAD
32410649 | AEP | BEXLEY | 138 KV | T1 | LOAD
32410651 | AEP | BEXLEY | 138 KV | T2 | LOAD
32410653 | AEP | BEXLEY | 138 KV | T3 | LOAD
1388603638 | AEP | BIERSRUN | 69 KV | MILL | LOAD
32410655 | AEP | BIGGRAVE | 138 KV | T1 | LOAD
2156113748 | AEP | BIGSANDY | 138 KV | MOBILE | LOAD
2156108948 | AEP | BIGSANDY | 138 KV | SCR1 | LOAD
2156108949 | AEP | BIGSANDY | 138 KV | SCR2 | LOAD
2156113791 | AEP | BIGSANDY | 138 KV | T101LD | LOAD
2156113685 | AEP | BIGSANDY | 138 KV | T102LD | LOAD
1369001152 | AEP | BIGSANDY | 138 KV | T3 | LOAD
32410663 | AEP | BIGSANDY | 138 KV | T4 | LOAD
40243783 | AEP | BIGSANDY | 22 KV | BS1 | GEN
2156111988 | AEP | BILLIAR | 69 KV | T1 | LOAD
2156112073 | AEP | BILLIAR | 69 KV | T2 | LOAD
2156112634 | AEP | BIM | 138 KV | T3 | LOAD
2156110615 | AEP | BITTERRI | 34.5 KV | BITERRWF | GEN
32410667 | AEP | BIXBY | 138 KV | T3 | LOAD
32410669 | AEP | BIXBY | 138 KV | T4 | LOAD
32410671 | AEP | BIXLER | 138 KV | T1 | LOAD
2156109018 | AEP | BLACKHWK | 69 KV | T1 | LOAD
2156109019 | AEP | BLACKHWK | 69 KV | T2 | LOAD
32410673 | AEP | BLACKLIC | 138 KV | T2 | LOAD
63381269 | AEP | BLACKLIC | 138 KV | T3 | LOAD
2156113467 | AEP | BLACKSBU | 69 KV | ALD | LOAD
2156113249 | AEP | BLACKSBU | 69 KV | BLD | LOAD
2156113185 | AEP | BLACKSBU | 69 KV | CLD | LOAD
2156113221 | AEP | BLACKSBU | 69 KV | DLD | LOAD
32410675 | AEP | BLAINE | 138 KV | T1 | LOAD
32410677 | AEP | BLAINE | 138 KV | T2 | LOAD
112585993 | AEP | BLAIRFOR | 69 KV | SLEMP | LOAD
32410679 | AEP | BLENDON | 138 KV | T1 | LOAD
40243235 | AEP | BLENDON | 138 KV | T2 | LOAD
67719553 | AEP | BLENDON | 138 KV | T3 | LOAD
2156108987 | AEP | BLIZZARD | 69 KV | T1 | LOAD
2156108988 | AEP | BLIZZARD | 69 KV | T2 | LOAD
2156110483 | AEP | BLOOM | 69 KV | T1 | LOAD
2156111779 | AEP | BLOOMRD | 69 KV | TR1 | LOAD
2156110180 | AEP | BLOOMVIL | 69 KV | LOAD | LOAD
2156109903 | AEP | BLOSSOMT | 138 KV | T1 | LOAD
2156114976 | AEP | BLOSSOMT | 34 KV | T2 | LOAD
123901515 | AEP | BLUECREE | 34.5 KV | BLUEC1WF | GEN
123901517 | AEP | BLUECREE | 34.5 KV | BLUEC2WF | GEN
123901519 | AEP | BLUECREE | 34.5 KV | BLUEC3WF | GEN
32410681 | AEP | BLUEFIEL | 138 KV | T1 | LOAD
32410683 | AEP | BLUEFIEL | 138 KV | T2 | LOAD
32410685 | AEP | BLUEGRA2 | 69 KV | T1 | LOAD
1248984092 | AEP | BLUERACE | 138 KV | SCENTRAL | LOAD
135388701 | AEP | BLUERDGE | 34.5 KV | T2 | LOAD
1248992894 | AEP | BLUFFPOI | 138 KV | JAYCTYLF | GEN
1439657683 | AEP | BLUFFPOI | 34.5 KV | BLFFPTWF | GEN
1356152350 | AEP | BLUFFPOI | 69 KV | T2 | LOAD
1775813084 | AEP | BLUFFTNN | 69 KV | T1 | LOAD
2156112790 | AEP | BLUFFTNN | 69 KV | T2 | LOAD
1356152712 | AEP | BLUFFTON | 69 KV | BLFTN | LOAD
1348253970 | AEP | BOCGASE2 | 12 KV | XF1 | LOAD
1666103440 | AEP | BOHNALUM | 69 KV | T1 | LOAD
2156114420 | AEP | BOKESCR | 34.5 KV | AUXLOAD | LOAD
2156114315 | AEP | BOKESCR | 34.5 KV | UNIONSP | GEN
98369913 | AEP | BOLINS | 138 KV | T1 | LOAD
32410691 | AEP | BOLIVAR | 138 KV | T1 | LOAD
2156113946 | AEP | BOLT | 138 KV | T2 | LOAD
1379257896 | AEP | BOLTON | 138 KV | T1 | LOAD
32410695 | AEP | BONNYMAN | 69 KV | T1 | LOAD
32410697 | AEP | BONSACK | 138 KV | T1 | LOAD
32410699 | AEP | BOONSBO2 | 138 KV | T1 | LOAD
2156113719 | AEP | BORDENML | 34.5 KV | T1 | LOAD
32410701 | AEP | BORDERLA | 138 KV | T1 | LOAD
2156110159 | AEP | BOSSERMN | 69 KV | TEELAKE | LOAD
2156110147 | AEP | BOTETOUR | 69 KV | T1 | LOAD
2156110836 | AEP | BOUTWELL | 138 KV | T1 | LOAD
2156115093 | AEP | BOXER | 69 KV | T1LD | LOAD
2156109902 | AEP | BOXER | 69 KV | T2 | LOAD
32410703 | AEP | BOXWOOD | 138 KV | T1 | LOAD
2156114563 | AEP | BOXWOOD | 138 KV | T2 | LOAD
1379268032 | AEP | BRADLEY | 46 KV | RALEIGLF | GEN
32410707 | AEP | BRADLEY | 46 KV | T1 | LOAD
2156109569 | AEP | BRICE | 138 KV | T1 | LOAD
2156109317 | AEP | BRIDGE | 69 KV | T1 | LOAD
2156109316 | AEP | BRIDGE | 69 KV | T2 | LOAD
32410715 | AEP | BRIDGEV2 | 138 KV | T1 | LOAD
32410717 | AEP | BRIDGMAN | 69 KV | T1 | LOAD
32410719 | AEP | BRIDGMAN | 69 KV | T2 | LOAD
2156112976 | AEP | BRIDSTSW | 69 KV | COLFOR | LOAD
2156113935 | AEP | BRIE | 138 KV | T1A | LOAD
2156113964 | AEP | BRIE | 138 KV | T1B | LOAD
2156113933 | AEP | BRIE | 138 KV | T1C | LOAD
2156113867 | AEP | BRIE | 138 KV | T1D | LOAD
1666103461 | AEP | BRIMFIEL | 69 KV | T1 | LOAD
1356153521 | AEP | BRITTON | 138 KV | T1 | LOAD
1356153522 | AEP | BRITTON | 138 KV | T2 | LOAD
1356153520 | AEP | BRITTON | 138 KV | T3 | LOAD
1356153523 | AEP | BRITTON | 138 KV | T4 | LOAD
1356153524 | AEP | BRITTON | 138 KV | T5 | LOAD
32410721 | AEP | BROADACR | 138 KV | T1 | LOAD
34509181 | AEP | BROADFORD | 765 KV |  | EHV
1356152714 | AEP | BRODY | 138 KV | MIDWEST | LOAD
32410727 | AEP | BROOKSDE | 138 KV | T1 | LOAD
2155501915 | AEP | BROOKSDE | 138 KV | T2 | LOAD
32410733 | AEP | BROOKVI2 | 138 KV | T1 | LOAD
1207066051 | AEP | BROOMRD | 69 KV | LOAD1 | LOAD
2156114072 | AEP | BROSVILL | 138 KV | CITYDANV | LOAD
1165472099 | AEP | BROWNHIL | 69 KV | ADAMS | LOAD
32410735 | AEP | BROWNSVI | 69 KV | T1 | LOAD
1305120387 | AEP | BRUES | 69 KV | DUMLOAD | LOAD
1305120386 | AEP | BRUES | 69 KV | T1 | LOAD
1305120388 | AEP | BRUES | 69 KV | T3 | LOAD
32410741 | AEP | BRUSHTAV | 138 KV | T1 | LOAD
1369000218 | AEP | BRUSHTAV | 138 KV | T2 | LOAD
76427793 | AEP | BSPEAKER | 13.8 KV | 1 | GEN
76427795 | AEP | BSPEAKER | 13.8 KV | 2 | GEN
76427797 | AEP | BSPEAKER | 13.8 KV | 3 | GEN
76427799 | AEP | BSPEAKER | 13.8 KV | 4 | GEN
76427801 | AEP | BSPEAKER | 13.8 KV | 5 | GEN
76427803 | AEP | BSPEAKER | 13.8 KV | 6 | GEN
1292906718 | AEP | BSPEAKER | 138 KV | LOADSS | LOAD
32418309 | AEP | BUCHANAN | 2 KV | BU1 | GEN
32418311 | AEP | BUCHANAN | 2 KV | BU10 | GEN
32418313 | AEP | BUCHANAN | 2 KV | BU2 | GEN
32418315 | AEP | BUCHANAN | 2 KV | BU3 | GEN
32418317 | AEP | BUCHANAN | 2 KV | BU4 | GEN
32418319 | AEP | BUCHANAN | 2 KV | BU5 | GEN
32418321 | AEP | BUCHANAN | 2 KV | BU6 | GEN
32418323 | AEP | BUCHANAN | 2 KV | BU7 | GEN
32418325 | AEP | BUCHANAN | 2 KV | BU8 | GEN
32418327 | AEP | BUCHANAN | 2 KV | BU9 | GEN
32410745 | AEP | BUCHANAN | 34 KV | CLARKCO | LOAD
32410743 | AEP | BUCHANAN | 69 KV | T1 | LOAD
2156109447 | AEP | BUCHANCO | 13.8 KV | UN1 | GEN
2156109446 | AEP | BUCHANCO | 13.8 KV | UN2 | GEN
32410747 | AEP | BUCHANTP | 69 KV | SBUCHANA | LOAD
32418329 | AEP | BUCK | 13 KV | BK1 | GEN
32418331 | AEP | BUCK | 13 KV | BK2 | GEN
32418333 | AEP | BUCK | 13 KV | BK3 | GEN
32410749 | AEP | BUCKEYE | 138 KV | T1 | LOAD
32410751 | AEP | BUCKEYE | 138 KV | T2 | LOAD
1775813069 | AEP | BUCKEYET | 69 KV | T1 | LOAD
32410753 | AEP | BUCKHORN | 138 KV | T1 | LOAD
1388601920 | AEP | BUCKHORN | 138 KV | T2 | LOAD
2156115765 | AEP | BUCKRUNS | 69 KV | BLANCHRD | LOAD
2156114968 | AEP | BUCKSKIN | 34.5 KV | ROSSCOSP | GEN
32410757 | AEP | BUCKSKIN | 69 KV | T1 | LOAD
1218905956 | AEP | BUCYRUS | 69 KV | T1 | LOAD
1218904493 | AEP | BUCYRUSC | 69 KV | T2 | LOAD
2156115717 | AEP | BUDDSW | 69 KV | C1 | LOAD
2156108973 | AEP | BUELL | 138 KV | T1 | LOAD
32410761 | AEP | BULAN | 69 KV | T1 | LOAD
2156114357 | AEP | BULLHEAD | 69 KV | STUARTCH | LOAD
1439644389 | AEP | BULLITST | 138 KV | T1 | LOAD
1439644390 | AEP | BULLITST | 138 KV | T2 | LOAD
32410763 | AEP | BURLING2 | 138 KV | T1 | LOAD
32410765 | AEP | BURNAUGH | 69 KV | T1 | LOAD
53048715 | AEP | BURNWRTH | 138 KV | REMC | LOAD
32410767 | AEP | BUSSEYVI | 138 KV | T1 | LOAD
1369001159 | AEP | BUSSEYVI | 138 KV | T2 | LOAD
1666103457 | AEP | BUTLR | 69 KV | HAMILTON | LOAD
1666103456 | AEP | BUTLR | 69 KV | T1 | LOAD
1218905964 | AEP | BWAEP | 69 KV | ARCHER | LOAD
2156108946 | AEP | BWAEP | 69 KV | BW | LOAD
1218905963 | AEP | BWAEP | 69 KV | LONGMTN | LOAD
1218905962 | AEP | BWAEP | 69 KV | T1 | LOAD
2156109002 | AEP | BYESVILL | 69 KV | T1 | LOAD
32418335 | AEP | BYLLESBY | 13 KV | BY1 | GEN
32418337 | AEP | BYLLESBY | 13 KV | BY2 | GEN
32418339 | AEP | BYLLESBY | 13 KV | BY3 | GEN
32418341 | AEP | BYLLESBY | 13 KV | BY4 | GEN
2156111012 | AEP | BYLLESBY | 13 KV | BYLLESBS | GEN
1869178738 | AEP | BYLLESBY | 69 KV | T4 | LOAD
93353435 | AEP | C_COL_IR | 69 KV | LD1 | LOAD
32410769 | AEP | CABELL | 138 KV | T1 | LOAD
32410771 | AEP | CABELL | 138 KV | T2 | LOAD
1107280945 | AEP | CABINCRE | 46 KV | LOAD1 | LOAD
1107280946 | AEP | CABINCRE | 46 KV | LOAD2 | LOAD
32410783 | AEP | CABOTBER | 138 KV | T1 | LOAD
1666104453 | AEP | CAIRO | 69 KV | T1 | LOAD
32410785 | AEP | CALDWELL | 138 KV | T1 | LOAD
32410787 | AEP | CALDWELL | 138 KV | T2 | LOAD
32410789 | AEP | CALGONSS | 69 KV | CALGON | LOAD
1183223763 | AEP | CALIS | 138 KV | CALIS | LOAD
1183223762 | AEP | CALIS | 138 KV | MARKWEST | LOAD
32410791 | AEP | CALVERT | 138 KV | T1 | LOAD
2156115874 | AEP | CALVINSW | 69 KV | T1 | LOAD
2156113416 | AEP | CAMBRIAP | 69 KV | TR1 | LOAD
2156110823 | AEP | CAMERON | 69 KV | T1 | LOAD
2156110824 | AEP | CAMERON | 69 KV | T2 | LOAD
1165472105 | AEP | CAMPBAVE | 69 KV | LOAD1 | LOAD
1165472106 | AEP | CAMPBAVE | 69 KV | LOAD2 | LOAD
1165472107 | AEP | CAMPBAVE | 69 KV | LOAD3 | LOAD
1348255116 | AEP | CAMPSHER | 69 KV | T1 | LOAD
1348255115 | AEP | CAMPSHER | 69 KV | T2 | LOAD
32410793 | AEP | CANALAEP | 138 KV | T1 | LOAD
32410795 | AEP | CANALAEP | 138 KV | T2 | LOAD
32410797 | AEP | CANALAEP | 138 KV | T3 | LOAD
1207064683 | AEP | CANALROA | 34.5 KV | LOAD | LOAD
1207064685 | AEP | CANALROA | 69 KV | LOAD1 | LOAD
1207064684 | AEP | CANALROA | 69 KV | LOAD2 | LOAD
32410801 | AEP | CANDLERS | 138 KV | T1 | LOAD
32410803 | AEP | CANNELVI | 138 KV | T1 | LOAD
32410805 | AEP | CANNONSB | 69 KV | T1 | LOAD
2156110839 | AEP | CAPERSSW | 69 KV | C1 | LOAD
1097724704 | AEP | CAPITALA | 138 KV | T2 | LOAD
2156111612 | AEP | CAPITALA | 34.5 KV | STJOESP | GEN
2156111395 | AEP | CAPITALA | 34.5 KV | T1_LD | LOAD
32410807 | AEP | CAPITOLH | 138 KV | T3 | LOAD
32410813 | AEP | CAPITOLH | 46 KV | CENTRALA | LOAD
32410815 | AEP | CAPITOLH | 46 KV | HANNADR | LOAD
32410811 | AEP | CAPITOLH | 69 KV | MINKSHOA | LOAD
2156108961 | AEP | CAPTINAS | 69 KV | COALMINE | LOAD
32410819 | AEP | CARBOND2 | 46 KV | ALLOY | LOAD
32410821 | AEP | CARBOND2 | 46 KV | PAGESS | LOAD
32410823 | AEP | CARBOND2 | 46 KV | T3 | LOAD
32410817 | AEP | CARBOND2 | 69 KV | T1 | LOAD
1356153526 | AEP | CAROTHER | 69 KV | T1 | LOAD
32410827 | AEP | CARROLGR | 69 KV | T1 | LOAD
32410829 | AEP | CARROLLT | 138 KV | T1 | LOAD
32410831 | AEP | CARROLLT | 138 KV | T2 | LOAD
32410833 | AEP | CARSWELL | 138 KV | T1 | LOAD
2156109323 | AEP | CASSELSW | 69 KV | T1 | LOAD
32410837 | AEP | CATAWBA | 34 KV | MASONCRE | LOAD
32410839 | AEP | CATAWBA | 34 KV | T2 | LOAD
32410841 | AEP | CAVESPRI | 138 KV | T1 | LOAD
32410843 | AEP | CAVESPRI | 138 KV | T2 | LOAD
1666104494 | AEP | CAVETTSW | 69 KV | CONVOY | LOAD
2156109563 | AEP | CEDARCR2 | 138 KV | T2 | LOAD
1084382646 | AEP | CEDARCR2 | 46 KV | T1 | LOAD
32410849 | AEP | CELANESE | 138 KV | TUP1 | LOAD
32410851 | AEP | CELANESE | 138 KV | TUP2 | LOAD
32410853 | AEP | CELANESE | 138 KV | TUT1 | LOAD
53048717 | AEP | CENTERBU | 138 KV | CENTERBU | LOAD
1183223790 | AEP | CENTRLST | 69 KV | PRAIRE | LOAD
1183223791 | AEP | CENTRLST | 69 KV | T1 | LOAD
1183223792 | AEP | CENTRLST | 69 KV | T2 | LOAD
2156110841 | AEP | CENTRSTR | 69 KV | T1 | LOAD
45565839 | AEP | CENTRVIL | 138 KV | T2 | LOAD
45565841 | AEP | CENTRVIL | 69 KV | BEDFORD | LOAD
2156115926 | AEP | CESSNASW | 69 KV | NKENTON | LOAD
2156113399 | AEP | CHATHAMS | 69 KV | LRCOOP | LOAD
32410861 | AEP | CHAUNCEY | 138 KV | T1 | LOAD
32410863 | AEP | CHAVIES | 69 KV | T1 | LOAD
32410865 | AEP | CHEMICAL | 46 KV | CMACHINE | LOAD
2156112844 | AEP | CHEMICAL | 46 KV | CMAIN | LOAD
32410867 | AEP | CHEMICAL | 46 KV | DUNBARTP | LOAD
32410869 | AEP | CHEMICAL | 46 KV | FMCEAST | LOAD
32410871 | AEP | CHEMICAL | 46 KV | HANNADR | LOAD
32410873 | AEP | CHEMICAL | 46 KV | ISLAND | LOAD
32410875 | AEP | CHEMICAL | 46 KV | JOPLIN | LOAD
32410877 | AEP | CHEMICAL | 46 KV | SCHARLES | LOAD
32410879 | AEP | CHEMICAL | 46 KV | SCHARSEW | LOAD
32410881 | AEP | CHEMICAL | 46 KV | T3 | LOAD
2156114356 | AEP | CHENOWET | 34.5 KV | FOXSQUSP | GEN
2156114349 | AEP | CHENOWET | 34.5 KV | SSLOAD | LOAD
1305120860 | AEP | CHERRYCR | 138 KV | T1 | LOAD
1305120859 | AEP | CHERRYCR | 138 KV | T2 | LOAD
1388602397 | AEP | CHERRYCR | 138 KV | T3 | LOAD
1268561568 | AEP | CHESTER2 | 138 KV | LOAD3 | LOAD
32410883 | AEP | CHESTER2 | 138 KV | T2 | LOAD
2156113009 | AEP | CHESTER2 | 46 KV | KANCITLD | LOAD
32410887 | AEP | CHESTER2 | 46 KV | LOUDENDA | LOAD
106856931 | AEP | CHESTER2 | 69 KV | CHARLSLF | GEN
1552844661 | AEP | CHLHWPJM | 6.9 KV | UN1 | GEN
1552844663 | AEP | CHLHWPJM | 6.9 KV | UN2 | GEN
1552844659 | AEP | CHLHWPJM | 6.9 KV | UN3 | GEN
32410889 | AEP | CINDEREL | 138 KV | T1 | LOAD
32410891 | AEP | CIRCLEGR | 69 KV | CSPRINGF | LOAD
32410893 | AEP | CIRCLEVI | 138 KV | T1 | LOAD
32410895 | AEP | CIRCLEVI | 138 KV | T2 | LOAD
1348254510 | AEP | CIRCLEVI | 69 KV | KINDERHK | LOAD
53049065 | AEP | CITY | 138 KV | D1-5 | GEN
32413149 | AEP | CITY | 138 KV | LOAD | LOAD
2156115019 | AEP | CITYDANV | 69 KV | BRANTLY | LOAD
32410901 | AEP | CITYJACK | 138 KV | T1 | LOAD
48934017 | AEP | CITYMART | 34 KV | CTYMARBR | LOAD
34511945 | AEP | CITYSTMA | 138 KV | GENDUMMY | GEN
32413161 | AEP | CITYSTMA | 138 KV | LOAD | LOAD
1084382679 | AEP | CLARKBRA | 138 KV | LOAD | LOAD
32410905 | AEP | CLAYPOOL | 138 KV | T1 | LOAD
1348253482 | AEP | CLAYPOOL | 138 KV | T2 | LOAD
32418343 | AEP | CLAYTOR | 11 KV | CL1 | GEN
32418345 | AEP | CLAYTOR | 11 KV | CL2 | GEN
32418347 | AEP | CLAYTOR | 11 KV | CL3 | GEN
32418349 | AEP | CLAYTOR | 11 KV | CL4 | GEN
32410907 | AEP | CLEARBRO | 138 KV | T1 | LOAD
2156116032 | AEP | CLELL | 69 KV | CORONADO | LOAD
32410911 | AEP | CLEVELAN | 138 KV | T1 | LOAD
32413135 | AEP | CLEVELAV | 69 KV | A | LOAD
2156112436 | AEP | CLEVEREM | 69 KV | CLEVELRE | LOAD
2156111844 | AEP | CLIFFORD | 46 KV | GLAD | LOAD
2156111896 | AEP | CLIFFORD | 46 KV | PINEYR | LOAD
32410917 | AEP | CLIFFTOP | 138 KV | T1 | LOAD
2156112326 | AEP | CLINCHFI | 69 KV | CUSTLOAD | LOAD
1869178795 | AEP | CLINCHFI | 69 KV | T2 | LOAD
40243785 | AEP | CLINCHRI | 15.5 KV | CR1 | GEN
40243787 | AEP | CLINCHRI | 15.5 KV | CR2 | GEN
32410923 | AEP | CLINTOCS | 138 KV | T2 | LOAD
32410925 | AEP | CLINTOCS | 138 KV | T3 | LOAD
2156113083 | AEP | CLINTWOO | 69 KV | T1 | LOAD
1666103460 | AEP | CLIPPR | 69 KV | T1 | LOAD
1379257899 | AEP | CLOUSE | 69 KV | NLEXNGTN | LOAD
1379257900 | AEP | CLOUSE | 69 KV | SFULTNHM | LOAD
32410931 | AEP | CLOVERD2 | 138 KV | T8 | LOAD
1165470825 | AEP | CLOVERD2 | 69 KV | XT2LD | LOAD
34509183 | AEP | CLOVERDALE | 765 KV |  | EHV
1379257886 | AEP | CLYDECIT | 69 KV | CLYDEAST | LOAD
1379257887 | AEP | CLYDECIT | 69 KV | CLYDWEST | LOAD
1379257885 | AEP | CLYDECIT | 69 KV | EVERG | LOAD
1379257888 | AEP | CLYDECIT | 69 KV | REVERE | LOAD
98369919 | AEP | COALFORK | 138 KV | MSF | LOAD
2156110843 | AEP | COALGROV | 69 KV | T1 | LOAD
2041959593 | AEP | COALTON | 69 KV | T1 | LOAD
2156114240 | AEP | COCO | 138 KV | T1 | LOAD
34511943 | AEP | CODOVER | 138 KV | GENDUMMY | GEN
32410935 | AEP | CODOVER | 138 KV | T1 | LOAD
32410937 | AEP | CODOVER | 138 KV | T2 | LOAD
1067160657 | AEP | COFFEE | 138 KV | T1 | LOAD
32410939 | AEP | COLBY | 138 KV | T2 | LOAD
2156115070 | AEP | COLBY | 138 KV | T3 | LOAD
2156110834 | AEP | COLE | 138 KV | T3 | LOAD
2156110835 | AEP | COLE | 138 KV | T5 | LOAD
2156108980 | AEP | COLERAIN | 69 KV | T1 | LOAD
2156113703 | AEP | COLFAXIN | 69 KV | MOBILE | LOAD
2156113577 | AEP | COLFAXIN | 69 KV | T1 | LOAD
1218904600 | AEP | COLLEEN | 138 KV | LOAD1 | LOAD
1218904601 | AEP | COLLEEN | 138 KV | LOAD2 | LOAD
112585995 | AEP | COLLIER2 | 69 KV | XT1 | LOAD
32410945 | AEP | COLLINS2 | 138 KV | T1 | LOAD
1183223794 | AEP | COLONYB | 69 KV | LOAD | LOAD
1183223795 | AEP | COLONYB | 69 KV | LOAD_X1 | LOAD
1183223796 | AEP | COLONYB | 69 KV | LOAD_X2 | LOAD
1666104439 | AEP | COLUMBGR | 69 KV | T1 | LOAD
1666104440 | AEP | COLUMBGR | 69 KV | T2 | LOAD
32410947 | AEP | COLUMBIA | 138 KV | T1 | LOAD
32410951 | AEP | COLUMGAS | 69 KV | UNFUEL | LOAD
32410953 | AEP | COMBS | 69 KV | T1 | LOAD
2156109020 | AEP | COMETSW | 69 KV | ENTRPRIS | LOAD
2156113213 | AEP | COMMERCE | 69 KV | BLACKJRD | LOAD
2156113177 | AEP | COMMERCE | 69 KV | T1 | LOAD
2156109560 | AEP | COMMONWC | 138 KV | T1 | LOAD
32410955 | AEP | CONANT | 34 KV | T1 | LOAD
32410959 | AEP | CONCORD | 138 KV | T2 | LOAD
32410961 | AEP | CONCORD | 138 KV | T3 | LOAD
2156110452 | AEP | CONCORD | 34 KV | TR1TLOAD | LOAD
2156113307 | AEP | CONDITSW | 138 KV | LOTT | LOAD
32410963 | AEP | CONEPREP | 138 KV | T1 | LOAD
1132284497 | AEP | CONESVIL | 138 KV | FGD LD2 | LOAD
32410965 | AEP | CONESVIL | 138 KV | LAUX | LOAD
32410967 | AEP | CONESVIL | 138 KV | SIMCO | LOAD
2156113960 | AEP | CONESVIL | 138 KV | SLATE1 | LOAD
2156113914 | AEP | CONESVIL | 138 KV | SLATE2 | LOAD
32418373 | AEP | CONESVIL | 4 KV | CVD | GEN
2156111825 | AEP | CONNER | 69 KV | COLUMBIA | LOAD
2156111876 | AEP | CONNER | 69 KV | T1 | LOAD
32410969 | AEP | CONSOLID | 138 KV | T1 | LOAD
32418375 | AEP | CONSTANT | 2 KV | CO1 | GEN
32418377 | AEP | CONSTANT | 2 KV | CO2 | GEN
32418379 | AEP | CONSTANT | 2 KV | CO3 | GEN
32418381 | AEP | CONSTANT | 2 KV | CO4 | GEN
83734417 | AEP | CONSTELL | 13.8 KV | 1 | GEN
83734419 | AEP | CONSTELL | 13.8 KV | 2 | GEN
83734421 | AEP | CONSTELL | 13.8 KV | 3 | GEN
83734423 | AEP | CONSTELL | 13.8 KV | 4 | GEN
83734425 | AEP | CONSTELL | 13.8 KV | 5 | GEN
2155501923 | AEP | CONSTELM | 138 KV | 1-3 | LOAD
2155501924 | AEP | CONSTELM | 138 KV | 2-4 | LOAD
2156113322 | AEP | CONTINEN | 34.5 KV | BLUEHASP | GEN
1666104458 | AEP | CONTINEN | 69 KV | FTBROWN | LOAD
1666104459 | AEP | CONTINEN | 69 KV | T1 | LOAD
2156110174 | AEP | CONWAVE | 69 KV | T1 | LOAD
40243801 | AEP | COOK | 26 KV | CK1 | GEN
40243803 | AEP | COOK | 26 KV | CK2 | GEN
2156113781 | AEP | COOK | 34 KV | AUX | LOAD
1356152376 | AEP | COOK | 34 KV | T4 | LOAD
1356152377 | AEP | COOK | 34 KV | T5 | LOAD
1218904626 | AEP | COOK | 69 KV | LOAD_EP | LOAD
1218904625 | AEP | COOK | 69 KV | T7 | LOAD
1218904627 | AEP | COOK | 69 KV | TR8_LD | LOAD
34509185 | AEP | COOK | 765 KV |  | EHV
2156111821 | AEP | COOLWELL | 69 KV | T1 | LOAD
1123170550 | AEP | COPPERMI | 69 KV | LOAD | LOAD
32410979 | AEP | COPPERRI | 138 KV | T1 | LOAD
1207064792 | AEP | COREY | 34 KV | 1T | LOAD
32410981 | AEP | COREY | 69 KV | COREYREA | LOAD
1388602544 | AEP | COREY | 69 KV | T2 | LOAD
5021136 | AEP | CORNER | 138 KV | T1 | LOAD
2156113735 | AEP | CORNERST | 69 KV | T1 | LOAD
2156113606 | AEP | CORNERST | 69 KV | T2 | LOAD
2041958082 | AEP | CORNINGG | 69 KV | T1 | LOAD
32418391 | AEP | CORNU | 18 KV | 1GT1 | GEN
32418393 | AEP | CORNU | 18 KV | 1GT2 | GEN
32418395 | AEP | CORNU | 18 KV | 2GT1 | GEN
32418397 | AEP | CORNU | 18 KV | 2GT2 | GEN
32418387 | AEP | CORNU | 18 KV | ST1 | GEN
32418389 | AEP | CORNU | 18 KV | ST2 | GEN
1268561638 | AEP | CORRIDOR | 138 KV | XF3 | LOAD
1268561639 | AEP | CORRIDOR | 138 KV | XF4 | LOAD
2155501917 | AEP | CORWIN | 138 KV | GM1 | LOAD
2155501916 | AEP | CORWIN | 138 KV | GM2 | LOAD
32410983 | AEP | CORWIN | 138 KV | T1 | LOAD
32410985 | AEP | CORWIN | 138 KV | T2 | LOAD
2156114749 | AEP | COSGRAY | 345 KV | CMH0911 | LOAD
2156114627 | AEP | COSGRAY | 345 KV | CMH0912 | LOAD
2156113332 | AEP | COSGRAY | 345 KV | CMH0913 | LOAD
2156113376 | AEP | COSGRAY | 345 KV | CMH0914 | LOAD
2156115709 | AEP | COSHOCTO | 69 KV | T1 | LOAD
32410987 | AEP | COTTAGEV | 69 KV | T1 | LOAD
2156114412 | AEP | COTTRELL | 138 KV | T1 | LOAD
1248992941 | AEP | COUNTRYS | 138 KV | EARTHMLF | GEN
93353437 | AEP | COUNTRYS | 138 KV | T1 | LOAD
32410989 | AEP | COUNTYIM | 138 KV | T1 | LOAD
32410991 | AEP | COUNTYLI | 138 KV | T1 | LOAD
32410993 | AEP | COUNTYLI | 138 KV | T2 | LOAD
32410995 | AEP | COUNTYRD | 138 KV | T1 | LOAD
2156112908 | AEP | COVERTIM | 69 KV | T1 | LOAD
2156112990 | AEP | COWANIM | 138 KV | C1 | LOAD
2156113007 | AEP | COWANIM | 138 KV | C2 | LOAD
2156113754 | AEP | CPORTSMO | 69 KV | T1 | LOAD
1666104470 | AEP | CRAWFISC | 69 KV | T1 | LOAD
2156115718 | AEP | CREEKWLK | 138 KV | AUX | LOAD
2156115796 | AEP | CREEKWLK | 138 KV | HONEYSSP | GEN
1218905934 | AEP | CRICKETT | 138 KV | LOADCNX | LOAD
1666104492 | AEP | CRIDERSV | 69 KV | T1 | LOAD
2156109014 | AEP | CRIMMRD | 69 KV | T1 | LOAD
2156109015 | AEP | CRIMMRD | 69 KV | T2 | LOAD
1067160697 | AEP | CROOKEDC | 138 KV | LD | LOAD
98370457 | AEP | CROOKSVI | 138 KV | SUBURBLF | GEN
32411003 | AEP | CROOKSVI | 138 KV | T1 | LOAD
2156110817 | AEP | CROSSLAN | 69 KV | LOAD | LOAD
32411005 | AEP | CROSSRO2 | 69 KV | T1 | LOAD
32411007 | AEP | CROSSSTR | 138 KV | T1 | LOAD
32411009 | AEP | CRYSTAL | 138 KV | T1 | LOAD
2156112917 | AEP | CRYSTALP | 69 KV | T1 | LOAD
1338431125 | AEP | CTWB4AEP | 22 KV | 2301_INT | GEN
32411011 | AEP | CTYBRYAN | 138 KV | T1 | LOAD
32411013 | AEP | CTYBRYAN | 138 KV | T2 | LOAD
2156110479 | AEP | CULBERTS | 138 KV | AMG1 | LOAD
2156110480 | AEP | CULBERTS | 138 KV | AMG2 | LOAD
34509187 | AEP | CULLODEN | 765 KV |  | EHV
2156113563 | AEP | CUMBLAEP | 34.5 KV | T4 | LOAD
32411015 | AEP | CURRY | 138 KV | T1 | LOAD
1356151883 | AEP | CURRY | 138 KV | T2 | LOAD
40243247 | AEP | CURVERD | 138 KV | T1 LOAD | LOAD
2156114680 | AEP | CYPRUS | 138 KV | CHILLYWC | LOAD
2156114747 | AEP | CYPRUS | 138 KV | CHILLYWD | LOAD
2156115338 | AEP | CYPRUS | 138 KV | FEATHE | LOAD
2156115516 | AEP | CYPRUS | 138 KV | FEATHF | LOAD
2156115441 | AEP | CYPRUS | 138 KV | GENTOA | LOAD
2156115485 | AEP | CYPRUS | 138 KV | GENTOB | LOAD
32411017 | AEP | DAILYTAP | 69 KV | T1 | LOAD
32411019 | AEP | DALEVILL | 138 KV | T1 | LOAD
32411021 | AEP | DALEWOOD | 138 KV | T1 | LOAD
1348254324 | AEP | DALMATIA | 138 KV | TR1 | LOAD
2156113003 | AEP | DAMERON | 138 KV | T3 | LOAD
2156113019 | AEP | DAMERON | 138 KV | T4 | LOAD
2156109004 | AEP | DANFORD | 69 KV | COALMINE | LOAD
2041958104 | AEP | DANRIVRE | 69 KV | T1 | LOAD
32411031 | AEP | DARDENRO | 138 KV | T1 | LOAD
32411033 | AEP | DARDENRO | 138 KV | T2 | LOAD
2156109313 | AEP | DARRAH | 138 KV | T1 | LOAD
2156109312 | AEP | DARRAH | 138 KV | T3 | LOAD
32411035 | AEP | DARRAH | 138 KV | T4 | LOAD
2156109311 | AEP | DARRAH | 138 KV | T5 | LOAD
32411043 | AEP | DARRAH | 34 KV | INCOMIL2 | LOAD
32411049 | AEP | DAVIDSON | 138 KV | T1 | LOAD
32411051 | AEP | DAVIDSON | 138 KV | T2 | LOAD
1356152944 | AEP | DAVIDSON | 138 KV | T3 | LOAD
32411053 | AEP | DAWES | 138 KV | T1 | LOAD
135388707 | AEP | DAWKINS | 138 KV | LOAD | LOAD
2156111836 | AEP | DEARINGT | 69 KV | T1 | LOAD
2156111804 | AEP | DEARINGT | 69 KV | T2 | LOAD
1775813090 | AEP | DECATUR | 69 KV | T1 | LOAD
1775813091 | AEP | DECATUR | 69 KV | T2 | LOAD
1775813106 | AEP | DECKER | 69 KV | T1 | LOAD
1775813105 | AEP | DECKER | 69 KV | T2 | LOAD
2156112862 | AEP | DECKER | 69 KV | T3 | LOAD
32411055 | AEP | DEERCREE | 138 KV | T4 | LOAD
2156114383 | AEP | DEERCREE | 138 KV | T5 | LOAD
32411059 | AEP | DEERCREE | 34 KV | 37THSTRE | LOAD
1318144619 | AEP | DEERCREE | 34 KV | DEERCRSP | GEN
32411061 | AEP | DEERCREE | 34 KV | JONESBOR | LOAD
32411063 | AEP | DEERCREE | 34 KV | MILLERAV | LOAD
32411065 | AEP | DEERCREE | 34 KV | PARANTAP | LOAD
32411067 | AEP | DEERCREE | 34 KV | PEACOCK | LOAD
32411073 | AEP | DEERCREE | 34 KV | T6 | LOAD
5021148 | AEP | DEGUSSA | 138 KV | DEGUSSA | LOAD
32411075 | AEP | DELANO | 138 KV | T1 | LOAD
2156113630 | AEP | DELANO | 34.5 KV | SALTCTSP | GEN
32411077 | AEP | DELANORD | 138 KV | T1 | LOAD
1439644502 | AEP | DELAWAIM | 138 KV | T1 | LOAD
1439644501 | AEP | DELAWAIM | 138 KV | T2 | LOAD
57967541 | AEP | DELAWARE | 138 KV | PARK | LOAD
32411091 | AEP | DELAWARE | 138 KV | T1 | LOAD
32411093 | AEP | DELAWARE | 138 KV | T2 | LOAD
32411095 | AEP | DELAWARE | 138 KV | T3 | LOAD
32411097 | AEP | DELAWARE | 138 KV | T4 | LOAD
32411103 | AEP | DELCORM5 | 138 KV | T1 | LOAD
32411105 | AEP | DELCORM5 | 138 KV | T2 | LOAD
1666104480 | AEP | DELPHOS | 69 KV | T1 | LOAD
1666104479 | AEP | DELPHOS | 69 KV | T2 | LOAD
1356152832 | AEP | DENAWASH | 18 KV | STSVC1 | LOAD
1356152831 | AEP | DENAWASH | 18 KV | STSVC2 | LOAD
32418605 | AEP | DENAWASH | 18 KV | UN1 | GEN
32418607 | AEP | DENAWASH | 18 KV | UN2 | GEN
32418609 | AEP | DENAWASH | 18 KV | UN3 | GEN
1207066050 | AEP | DENNISON | 69 KV | LOAD1 | LOAD
1305121977 | AEP | DENNISON | 69 KV | LOADT2 | LOAD
2156112754 | AEP | DEPTMER | 69 KV | HARBER | LOAD
2156114963 | AEP | DERBY | 34 KV | T2 | LOAD
2156109001 | AEP | DERWENT | 69 KV | SENECAVL | LOAD
2156109000 | AEP | DERWENT | 69 KV | T1 | LOAD
1666104469 | AEP | DESHLERT | 69 KV | DESHLER | LOAD
2156110169 | AEP | DEVOLA | 138 KV | T1 | LOAD
2156110170 | AEP | DEVOLA | 138 KV | T2 | LOAD
32411111 | AEP | DEWEY | 138 KV | T2 | LOAD
32411113 | AEP | DIAMOND | 138 KV | T1 | LOAD
32411115 | AEP | DICKENS | 138 KV | T1 | LOAD
1666103436 | AEP | DIEBOLDR | 69 KV | PERRY | LOAD
1666103437 | AEP | DIEBOLDR | 69 KV | T1 | LOAD
2156109008 | AEP | DILLESBO | 138 KV | T1 | LOAD
2156108970 | AEP | DILLONVL | 69 KV | SMITHFLD | LOAD
2156108969 | AEP | DILLONVL | 69 KV | T2 | LOAD
32411117 | AEP | DINGESS | 138 KV | T1 | LOAD
1218905973 | AEP | DISMALRV | 69 KV | LOAD1 | LOAD
1218905971 | AEP | DISMALRV | 69 KV | LOAD2 | LOAD
1218905972 | AEP | DISMALRV | 69 KV | TURKEY | LOAD
2156113670 | AEP | DIVELBIS | 69 KV | FREDERIC | LOAD
2156113555 | AEP | DIVELBIS | 69 KV | MTVERNO | LOAD
1305122044 | AEP | DIXON | 138 KV | TUNELRID | LOAD
1183223760 | AEP | DOCKFOUN | 69 KV | LOAD1 | LOAD
32411119 | AEP | DOGWOODR | 138 KV | T1 | LOAD
1388614226 | AEP | DOLAHARD | 34.5 KV | HOGCREWF | GEN
1067160758 | AEP | DOOVILLE | 138 KV | XT1 | LOAD
32411121 | AEP | DORTON | 138 KV | T1 | LOAD
1388603009 | AEP | DOVER | 69 KV | CDOVER | LOAD
2156109023 | AEP | DOVERWIR | 69 KV | GEDOVER1 | LOAD
2156109022 | AEP | DOVERWIR | 69 KV | GEDOVER2 | LOAD
32411123 | AEP | DOWHANGR | 69 KV | T1 | LOAD
32411125 | AEP | DOWHANGR | 69 KV | T2 | LOAD
32411127 | AEP | DRAGOON | 138 KV | T1 | LOAD
2156109898 | AEP | DRAGOON | 138 KV | T2 | LOAD
123900937 | AEP | DRESDEN | 138 KV | LOADSS1 | LOAD
123900939 | AEP | DRESDEN | 138 KV | LOADSS2 | LOAD
123901525 | AEP | DRESDEN | 18 KV | CT1 | GEN
123901523 | AEP | DRESDEN | 18 KV | CT2 | GEN
123901521 | AEP | DRESDEN | 18 KV | STM1 | GEN
32411129 | AEP | DREWERSB | 138 KV | T1 | LOAD
2156109598 | AEP | DSHMUNIT | 69 KV | LOAD1 | LOAD
2156109597 | AEP | DSHMUNIT | 69 KV | LOAD2 | LOAD
2156109599 | AEP | DSHMUNIT | 69 KV | LOAD3 | LOAD
40243253 | AEP | DUBLIN | 138 KV | T1 LOAD | LOAD
40243255 | AEP | DUBLIN | 138 KV | T2 LOAD | LOAD
40243257 | AEP | DUBLIN | 138 KV | T3 LOAD | LOAD
5021157 | AEP | DUCKCREE | 138 KV | T1 | LOAD
34509189 | AEP | DUMONT | 765 KV |  | EHV
1218905967 | AEP | DUNKIRK2 | 69 KV | T1 | LOAD
1218905968 | AEP | DUNKIRK2 | 69 KV | T3 | LOAD
32411135 | AEP | DUNLAP | 138 KV | T1 | LOAD
32411137 | AEP | DUNLAP | 138 KV | T3 | LOAD
2156113186 | AEP | DUNTONLK | 345 KV | T2SBUTLR | LOAD
2156113445 | AEP | DUNTONLK | 345 KV | T3SBUTLR | LOAD
2041958093 | AEP | DUPNTAEP | 69 KV | T1 | LOAD
32411143 | AEP | DUPONTCS | 138 KV | T1 | LOAD
32411145 | AEP | DUPONTCS | 138 KV | T2 | LOAD
32411147 | AEP | DUPONTRD | 138 KV | T1 | LOAD
2041958145 | AEP | EAGLESPR | 69 KV | T1 | LOAD
2156116055 | AEP | EARLINGO | 69 KV | T1 | LOAD
32411151 | AEP | EASTTOWN | 138 KV | T1 | LOAD
2156110152 | AEP | EBASHAN | 69 KV | COOLVILL | LOAD
32411155 | AEP | EBEAVER | 138 KV | T1 | LOAD
1268563031 | AEP | EBERSOLE | 138 KV | XF1 | LOAD
2156110175 | AEP | EBERSOLE | 138 KV | XF3 | LOAD
32411157 | AEP | EBROAD | 138 KV | T1 | LOAD
32411159 | AEP | EBROAD | 138 KV | T2 | LOAD
1318134956 | AEP | EBROAD | 138 KV | T3 | LOAD
2156109011 | AEP | ECADIZSW | 69 KV | CADIZ | LOAD
1207066055 | AEP | ECAMBRID | 69 KV | LOAD1 | LOAD
2156110475 | AEP | ECAMBRID | 69 KV | OLDWASH | LOAD
2156112930 | AEP | ECANTON | 69 KV | T1 | LOAD
2156115116 | AEP | ECHOVALL | 69 KV | ECHVALLY | LOAD
2041956661 | AEP | EDANVILL | 12 KV | DIBRELL | LOAD
2156110812 | AEP | EDANVILL | 69 KV | T3 | LOAD
1666104496 | AEP | EDELPHOS | 69 KV | T1 | LOAD
32411163 | AEP | EDENSRID | 138 KV | T1 | LOAD
2156113607 | AEP | EDENSRID | 138 KV | T2 | LOAD
32411165 | AEP | EDGEMONT | 138 KV | T1 | LOAD
1666103458 | AEP | EDLOWE | 138 KV | T1 | LOAD
1666103459 | AEP | EDLOWE | 138 KV | T2 | LOAD
1207066049 | AEP | EDOVER | 69 KV | LOAD2 | LOAD
2156108956 | AEP | EDOVER | 69 KV | T3 | LOAD
2156110474 | AEP | EDOVER | 69 KV | ZOARVILE | LOAD
1218905955 | AEP | EEFOSTOR | 69 KV | LOAD1 | LOAD
1218905954 | AEP | EEFOSTOR | 69 KV | UNIONCAR | LOAD
2156111772 | AEP | EFREMONT | 69 KV | TR1 | LOAD
2156111808 | AEP | EFREMONT | 69 KV | TR2 | LOAD
32411167 | AEP | EGE | 138 KV | T1 | LOAD
32411169 | AEP | EHUNTING | 138 KV | T1 | LOAD
32411171 | AEP | EHUNTING | 138 KV | T3 | LOAD
32411173 | AEP | EHUNTING | 138 KV | T4 | LOAD
2156109314 | AEP | EHUNTING | 138 KV | T5 | LOAD
32411175 | AEP | ELCONA | 138 KV | T1 | LOAD
32413137 | AEP | ELECTRD | 69 KV | A | LOAD
1075446304 | AEP | ELEIPSIC | 138 KV | TR1-ELE | LOAD
1075446302 | AEP | ELEIPSIC | 138 KV | TR1-PRO | LOAD
1075446303 | AEP | ELEIPSIC | 138 KV | TR2-PRO | LOAD
1666103773 | AEP | ELEIPSIC | 69 KV | T4 | LOAD
1666104483 | AEP | ELIDARD | 69 KV | ELIDA | LOAD
32411181 | AEP | ELIVE2ND | 69 KV | T1 | LOAD
32411183 | AEP | ELIVE2ND | 69 KV | T2 | LOAD
32411185 | AEP | ELIVEREE | 69 KV | T1 | LOAD
1248984094 | AEP | ELK | 138 KV | T1 | LOAD
1248984093 | AEP | ELK | 138 KV | T2 | LOAD
5021184 | AEP | ELKEM | 138 KV | T1 | LOAD
32411187 | AEP | ELKGARD2 | 138 KV | T1 | LOAD
2156110813 | AEP | ELKGARD2 | 138 KV | T2 | LOAD
32411189 | AEP | ELKGARD2 | 138 KV | T3 | LOAD
2156110455 | AEP | ELKHYDRO | 34 KV | NW1 | LOAD
2156110453 | AEP | ELKHYDRO | 34 KV | NW2 | LOAD
32411191 | AEP | ELKHYDRO | 34 KV | T3 | LOAD
2156110454 | AEP | ELKHYDRO | 34 KV | T5 | LOAD
32418411 | AEP | ELKHYDRO | 4 KV | ELK | GEN
2156113316 | AEP | ELLETT | 69 KV | T1 | LOAD
2156110832 | AEP | ELLIOTT | 138 KV | T2 | LOAD
2156115409 | AEP | ELLIOTT | 138 KV | T3 | LOAD
1123170676 | AEP | ELLISONR | 138 KV | COVENTRY | LOAD
1348254046 | AEP | ELLISONR | 138 KV | T1 | LOAD
32411201 | AEP | ELMOSS | 69 KV | FAYETEVI | LOAD
1439644910 | AEP | ELMSMPJM | 18 KV | LOAD1 | LOAD
1439657754 | AEP | ELMSMPJM | 18 KV | SMI1_0W | GEN
1439644909 | AEP | ELMSMPJM | 21 KV | LOAD2 | LOAD
1439657753 | AEP | ELMSMPJM | 21 KV | SMI2_0W | GEN
2156112493 | AEP | ELWOODIM | 69 KV | T1 | LOAD
2156112408 | AEP | ELWOODIM | 69 KV | T2 | LOAD
1218904757 | AEP | ELYNCHBU | 34.5 KV | PEAKSVW | LOAD
32411207 | AEP | ELYNN | 138 KV | T1T2 | LOAD
1084382851 | AEP | EMERALD1 | 138 KV | LOAD | LOAD
2156108986 | AEP | ENEWCMSW | 69 KV | NEWCOMER | LOAD
32411211 | AEP | ENEWCONC | 138 KV | T1 | LOAD
32411213 | AEP | ENGLERID | 138 KV | T1 | LOAD
1666104463 | AEP | EOTTAWA | 69 KV | PHILIPS | LOAD
1666104464 | AEP | EOTTAWA | 69 KV | T1 | LOAD
1666104497 | AEP | EOTTOVIL | 69 KV | OTTOVILL | LOAD
32411215 | AEP | EPOINT | 138 KV | T1 | LOAD
32411217 | AEP | EPRESTON | 46 KV | T1 | LOAD
32411219 | AEP | EPROCTOR | 138 KV | T1 | LOAD
32411221 | AEP | ERIVERMO | 138 KV | T1 | LOAD
32411223 | AEP | ESIDEIM | 138 KV | T1 | LOAD
32411225 | AEP | ESIDEIM | 138 KV | T2 | LOAD
32411227 | AEP | ESIDELIM | 138 KV | T1 | LOAD
2156109003 | AEP | ESIDESW | 69 KV | STCLAIRS | LOAD
2156112946 | AEP | ESPARTA | 69 KV | T3 | LOAD
2156111856 | AEP | ESUGARSW | 69 KV | AUBURN | LOAD
1356153529 | AEP | ETIFFIN | 69 KV | COOP | LOAD
1356153530 | AEP | ETIFFIN | 69 KV | T1 | LOAD
2156115456 | AEP | EUCLIDSW | 69 KV | VALLEYCO | LOAD
2156115408 | AEP | EUCLITAP | 69 KV | TITANIUM | LOAD
2156113384 | AEP | EVERGRSW | 69 KV | WELSH | LOAD
1348264668 | AEP | EWATERVT | 138 KV | EWATRVSP | GEN
1218905935 | AEP | EWATERVT | 138 KV | LOADT1 | LOAD
32416459 | AEP | EWHITLEY | 34 KV | LOAD1 | LOAD
32416461 | AEP | EWHITLEY | 34 KV | LOAD2 | LOAD
32416463 | AEP | EWHITLEY | 34 KV | LOAD3 | LOAD
2156110176 | AEP | EWILLARD | 69 KV | T1 | LOAD
32411233 | AEP | EWOOSTER | 138 KV | T1 | LOAD
1207064931 | AEP | EWOOSTER | 34.5 KV | LOAD | LOAD
1207064932 | AEP | EWOOSTER | 69 KV | LOAD1 | LOAD
2156110465 | AEP | EWOOSTER | 69 KV | LOAD2 | LOAD
2156111869 | AEP | EXPRESSW | 69 KV | T1 | LOAD
2156111797 | AEP | EXPRESSW | 69 KV | T2 | LOAD
32411241 | AEP | FAIRCRES | 138 KV | T1 | LOAD
2156109327 | AEP | FAIRDALE | 69 KV | T1 | LOAD
32411243 | AEP | FALCON | 69 KV | T2 | LOAD
2041958098 | AEP | FALLCREK | 69 KV | WHITTTAP | LOAD
32411245 | AEP | FALLINGB | 138 KV | T1 | LOAD
1439644386 | AEP | FARDAY | 138 KV | T1 | LOAD
1775813088 | AEP | FARMLAND | 69 KV | T1 | LOAD
32411247 | AEP | FAYETTE | 138 KV | T1 | LOAD
2156113002 | AEP | FEDERAL | 69 KV | BIGRUNTH | LOAD
1775813103 | AEP | FERGUSN | 69 KV | T1 | LOAD
2156114281 | AEP | FIDDLEST | 138 KV | ILESBORO | LOAD
2156109762 | AEP | FIELDALE | 13 KV | SYNCHRO8 | GEN
2156109761 | AEP | FIELDALE | 13 KV | SYNCHRO9 | GEN
2156110447 | AEP | FIELDALE | 138 KV | MOBILE | LOAD
32411259 | AEP | FIELDALE | 34 KV | CAD | LOAD
32411261 | AEP | FIELDALE | 34 KV | CAE | LOAD
32411263 | AEP | FIELDALE | 34 KV | T2AT2B | LOAD
32411253 | AEP | FIELDALE | 69 KV | FIELDCRE | LOAD
2156109556 | AEP | FIELDCRE | 138 KV | BOONE | LOAD
32411265 | AEP | FIFTHAVE | 138 KV | T1 | LOAD
2156114368 | AEP | FIFTHAVE | 138 KV | T2 | LOAD
32411267 | AEP | FINDLAYC | 138 KV | T1 | LOAD
32411269 | AEP | FISHER | 138 KV | T1 | LOAD
32411271 | AEP | FISHER | 138 KV | T2 | LOAD
32411273 | AEP | FISHERBO | 138 KV | T1 | LOAD
32411275 | AEP | FISHERBO | 138 KV | T2 | LOAD
2156114314 | AEP | FIVEFRAP | 138 KV | GLADSTON | LOAD
1369001956 | AEP | FLAGCITY | 138 KV | T1 | LOAD
2156116087 | AEP | FLATBRAN | 69 KV | ARLINGTN | LOAD
32418627 | AEP | FLATLICK | 18 KV | 1 | GEN
32418629 | AEP | FLATLICK | 18 KV | 2 | GEN
32418631 | AEP | FLATLICK | 18 KV | 3 | GEN
32418633 | AEP | FLATLICK | 18 KV | 4 | GEN
32418635 | AEP | FLATLICK | 18 KV | 5 | GEN
35084669 | AEP | FLATLICK | 765 KV |  | EHV
32411277 | AEP | FLATWOOD | 138 KV | T1 | LOAD
32411279 | AEP | FLATWOOD | 138 KV | T2 | LOAD
112586001 | AEP | FLEMING | 69 KV | NEON | LOAD
32411283 | AEP | FLETCHER | 138 KV | T1 | LOAD
32411285 | AEP | FLORENC2 | 12 KV | T1 | LOAD
32411287 | AEP | FLOWRFLD | 138 KV | T1 | LOAD
32411289 | AEP | FLOYD | 138 KV | T1 | LOAD
67719559 | AEP | FLOYD | 138 KV | T-4 | LOAD
2041956735 | AEP | FLOYD | 34.5 KV | T2 | LOAD
1666103445 | AEP | FOGWELL | 138 KV | GM1 | LOAD
1666103447 | AEP | FOGWELL | 138 KV | GM2 | LOAD
1666103448 | AEP | FOGWELL | 138 KV | GM3 | LOAD
74008735 | AEP | FOOTHILL | 18 KV | UNIT 4 | GEN
74008737 | AEP | FOOTHILL | 18 KV | UNIT 5 | GEN
32411293 | AEP | FORD | 138 KV | T1 | LOAD
32411295 | AEP | FORD | 138 KV | T2 | LOAD
32411301 | AEP | FOREST2 | 138 KV | T1 | LOAD
61482241 | AEP | FOREST2 | 138 KV | T2 | LOAD
1218905959 | AEP | FOREST3 | 69 KV | T2 | LOAD
1218905957 | AEP | FOREST3 | 69 KV | T3 | LOAD
1268561809 | AEP | FORTROBI | 34.5 KV | MUDFIELD | LOAD
87901601 | AEP | FOWLER | 34.5 KV | FWL2-1WF | GEN
87901603 | AEP | FOWLER | 34.5 KV | FWL2-2WF | GEN
87901605 | AEP | FOWLER | 34.5 KV | FWL2-3WF | GEN
87901607 | AEP | FOWLER | 34.5 KV | FWL2-4WF | GEN
67719775 | AEP | FOWLER | 34.5 KV | FWLR1AWF | GEN
67719777 | AEP | FOWLER | 34.5 KV | FWLR1BWF | GEN
2156114258 | AEP | FOWLER | 34.5 KV | FWLR1CWF | GEN
67719779 | AEP | FOWLER | 34.5 KV | FWLR3WF | GEN
74008733 | AEP | FOWLER | 34.5 KV | FWLR4WF | GEN
1183223793 | AEP | FRAKSAV | 69 KV | FRANKS | LOAD
32411311 | AEP | FRANKLI2 | 138 KV | T3 | LOAD
32411313 | AEP | FRANKLI2 | 138 KV | T5 | LOAD
32411315 | AEP | FRANKST | 34 KV | TULTEX | LOAD
32411317 | AEP | FRAZEYB | 138 KV | T1 | LOAD
1305122045 | AEP | FREEBYRD | 138 KV | XF1 | LOAD
1305122048 | AEP | FREEBYRD | 138 KV | XF2 | LOAD
1305122047 | AEP | FREEBYRD | 138 KV | XF3 | LOAD
1305122046 | AEP | FREEBYRD | 138 KV | XF4 | LOAD
1356152998 | AEP | FREMNT | 12 KV | 12KV | LOAD
1356152996 | AEP | FREMNT | 69 KV | LD2 | LOAD
32411325 | AEP | FREMONT | 138 KV | T3 | LOAD
1218904814 | AEP | FREMONTC | 69 KV | ALENDALE | LOAD
1218904815 | AEP | FREMONTC | 69 KV | T2 | LOAD
2156109441 | AEP | FRIES | 12 KV | FRIESHYD | GEN
32411329 | AEP | FRIES | 69 KV | INDEPEND | LOAD
32411331 | AEP | FRIES | 69 KV | T1AT1B | LOAD
2156110827 | AEP | FROSTY | 69 KV | T1 | LOAD
38367845 | AEP | FTHENRY | 138 KV | XT1 | LOAD
1666104474 | AEP | FTJNINGS | 69 KV | JENNINGS | LOAD
2156115309 | AEP | FTSTEUBN | 69 KV | T4 | LOAD
1775813085 | AEP | FULKERSO | 69 KV | MARATHON | LOAD
32411333 | AEP | FULTON | 138 KV | T1 | LOAD
1318135484 | AEP | FULTONOP | 69 KV | GARDEN | LOAD
1318135485 | AEP | FULTONOP | 69 KV | T1 | LOAD
2156110460 | AEP | FUSON | 138 KV | T1 | LOAD
2156110461 | AEP | FUSON | 138 KV | T2 | LOAD
2156109322 | AEP | GABLESW | 138 KV | T1 | LOAD
32411339 | AEP | GAHANNA | 138 KV | T3 | LOAD
32411341 | AEP | GAHANNA | 138 KV | T4 | LOAD
2156111816 | AEP | GAHANNA | 138 KV | T5 | LOAD
2156111802 | AEP | GAHANNA | 138 KV | T6 | LOAD
32411343 | AEP | GALAX | 69 KV | T1 | LOAD
2156112331 | AEP | GALAX | 69 KV | T2 | LOAD
2156115469 | AEP | GARDENCR | 69 KV | T3 | LOAD
32411349 | AEP | GARETT | 46 KV | T1 | LOAD
2156114599 | AEP | GARRETKP | 138 KV | T2 | LOAD
47012203 | AEP | GARRETTN | 138 KV | T1 | LOAD
67719561 | AEP | GARRISON | 138 KV | ELKRUN | LOAD
1388602469 | AEP | GARY | 138 KV | T1 | LOAD
32411351 | AEP | GASTON | 138 KV | T1 | LOAD
2156110157 | AEP | GASTON | 138 KV | T2 | LOAD
1268563035 | AEP | GATECITY | 69 KV | T1 | LOAD
1183223783 | AEP | GATEWAY | 69 KV | LOAD | LOAD
2156112350 | AEP | GATEWAY | 69 KV | WHITLEY | LOAD
32411353 | AEP | GAULEYMT | 69 KV | T1 | LOAD
34509191 | AEP | GAVIN | 765 KV |  | EHV
32411355 | AEP | GAVINAEP | 138 KV | DWAS | LOAD
32411357 | AEP | GAVINAEP | 138 KV | IAAS | LOAD
2156108951 | AEP | GAVINAEP | 26 KV | AUX1 | LOAD
2156108952 | AEP | GAVINAEP | 26 KV | AUX2 | LOAD
40243805 | AEP | GAVINAEP | 26 KV | GV1 | GEN
40243807 | AEP | GAVINAEP | 26 KV | GV2 | GEN
1107281270 | AEP | GAVINAEP | 69 KV | AUX | LOAD
1666103825 | AEP | GAVINAEP | 69 KV | B | LOAD
32411367 | AEP | GAY | 138 KV | T1 | LOAD
32411369 | AEP | GAY | 138 KV | T2 | LOAD
32411371 | AEP | GAY | 138 KV | T3 | LOAD
2156110172 | AEP | GEMINI | 138 KV | LOAD1 | LOAD
2156110171 | AEP | GEMINI | 138 KV | LOAD2 | LOAD
32411373 | AEP | GENOA | 138 KV | T1 | LOAD
32411375 | AEP | GENOA | 138 KV | T2 | LOAD
32411377 | AEP | GENOA | 138 KV | T4 | LOAD
48933989 | AEP | GENOA | 138 KV | T5 | LOAD
2156115364 | AEP | GEORGERU | 69 KV | T1 | LOAD
1369000716 | AEP | GEORGEST | 138 KV | T1 | LOAD
93353439 | AEP | GEORGEWA | 69 KV | LD1 | LOAD
32411381 | AEP | GERMAN | 138 KV | T1 | LOAD
32411383 | AEP | GERMAN | 138 KV | T2 | LOAD
2156112935 | AEP | GERVAIS | 69 KV | PURECYCL | LOAD
32411385 | AEP | GESUPER | 138 KV | T1 | LOAD
1348264670 | AEP | GIBSNAEP | 24 KV | UN5 WVPA | GEN
32411387 | AEP | GINATCRE | 69 KV | PLYHGTS | LOAD
2156112869 | AEP | GLADEAEP | 69 KV | T1 | LOAD
2156112836 | AEP | GLADEAEP | 69 KV | T2 | LOAD
2156112429 | AEP | GLANDORF | 69 KV | T1 | LOAD
32411389 | AEP | GLENLYN | 138 KV | T2 | LOAD
32411391 | AEP | GLENLYN | 138 KV | T9 | LOAD
2156111893 | AEP | GLENMARY | 138 KV | T1 | LOAD
32411393 | AEP | GLENMOOR | 69 KV | T1 | LOAD
1318135483 | AEP | GLENNRUN | 69 KV | LOAD | LOAD
32411395 | AEP | GMBETHEL | 138 KV | T1 | LOAD
32411397 | AEP | GMCHANDL | 138 KV | T1 | LOAD
2156113472 | AEP | GOMER | 138 KV | T1 | LOAD
32411403 | AEP | GOMINGO | 138 KV | T1 | LOAD
1084382956 | AEP | GOODHOPE | 138 KV | T1 | LOAD
5021238 | AEP | GOODRICH | 138 KV | T1 | LOAD
2041958144 | AEP | GOODYEAR | 69 KV | T1 | LOAD
2041958124 | AEP | GOODYEAR | 69 KV | T2 | LOAD
2041958126 | AEP | GOODYEAR | 69 KV | T3 | LOAD
2041958120 | AEP | GOODYEAR | 69 KV | T4 | LOAD
2041958129 | AEP | GOODYEAR | 69 KV | T5 | LOAD
2041958138 | AEP | GOODYEAR | 69 KV | T6 | LOAD
1107281296 | AEP | GOSNEYHI | 138 KV | CAIMAN | LOAD
2156110466 | AEP | GOSNEYHI | 138 KV | XCL | LOAD
32411409 | AEP | GRABILL | 138 KV | T1 | LOAD
32411411 | AEP | GRAHN | 69 KV | T1 | LOAD
32411413 | AEP | GRANGER | 138 KV | T1 | LOAD
61482243 | AEP | GRANGER | 138 KV | T2 | LOAD
32411415 | AEP | GRANT | 138 KV | T1 | LOAD
32411417 | AEP | GRANT | 138 KV | T2 | LOAD
32411419 | AEP | GRANTBRA | 138 KV | T1T2 | LOAD
32411421 | AEP | GRASSYCR | 138 KV | T1T2T3 | LOAD
32411423 | AEP | GRASSYFO | 138 KV | T1 | LOAD
32411425 | AEP | GRAVESMI | 138 KV | T1 | LOAD
32411427 | AEP | GRAVESMI | 138 KV | T2 | LOAD
1775813108 | AEP | GRAVLPIT | 138 KV | T2 | LOAD
32411429 | AEP | GRAYSBRA | 69 KV | T1 | LOAD
1132288594 | AEP | GRAYSONJ | 69 KV | T1 | LOAD
2156109318 | AEP | GREENB69 | 69 KV | T1 | LOAD
32411433 | AEP | GREENBRI | 138 KV | T1 | LOAD
45565847 | AEP | GREENBRI | 138 KV | T2 | LOAD
2156114719 | AEP | GREENCHA | 138 KV | T4 | LOAD
2156114741 | AEP | GREENCHA | 138 KV | T5 | LOAD
2156114613 | AEP | GREENCHA | 138 KV | T7 | LOAD
2156114583 | AEP | GREENCHA | 138 KV | T8 | LOAD
2156114727 | AEP | GREENCHA | 138 KV | T9 | LOAD
32411437 | AEP | GREENLEA | 34 KV | T1 | LOAD
1775813070 | AEP | GREENSW | 69 KV | BROIN | LOAD
74008651 | AEP | GREIF | 138 KV | T1LOAD | LOAD
74008653 | AEP | GREIF | 138 KV | T2LOAD | LOAD
32411439 | AEP | GRIFFIN | 138 KV | T1T2T3 | LOAD
32411441 | AEP | GROVES | 138 KV | T3 | LOAD
32411443 | AEP | GROVES | 138 KV | T4 | LOAD
32411445 | AEP | GROVES | 138 KV | T7 | LOAD
32411447 | AEP | GROVES | 138 KV | T8 | LOAD
1218905979 | AEP | GRUNDY | 69 KV | T3 | LOAD
1218905978 | AEP | GRUNDY | 69 KV | T5 | LOAD
32411449 | AEP | GUARDIAN | 138 KV | T1 | LOAD
32411451 | AEP | GUARDIAN | 138 KV | T2 | LOAD
2156112027 | AEP | GUERNSEY | 23 KV | 11CC | GEN
2156112284 | AEP | GUERNSEY | 23 KV | 21CC | GEN
2156111970 | AEP | GUERNSEY | 23 KV | 31CC | GEN
2156112230 | AEP | GUERNSEY | 23 KV | AUX1_LD | LOAD
2156112144 | AEP | GUERNSEY | 23 KV | AUX2_LD | LOAD
2156111968 | AEP | GUERNSEY | 23 KV | AUX3_LD | LOAD
2156110341 | AEP | GUNNROAD | 34.5 KV | SCIOT1WF | GEN
2156110340 | AEP | GUNNROAD | 34.5 KV | SCIOT2WF | GEN
1067160870 | AEP | GUYANDOT | 138 KV | LD | LOAD
2156111393 | AEP | GUYANDOT | 138 KV | MARIANNA | LOAD
32411453 | AEP | HACIENDA | 138 KV | T1 | LOAD
32411457 | AEP | HADDIX | 69 KV | T1 | LOAD
1183223785 | AEP | HADLEY | 69 KV | LOAD_X1 | LOAD
1183223786 | AEP | HADLEY | 69 KV | LOAD_X2 | LOAD
2156113916 | AEP | HAGAR | 69 KV | T1 | LOAD
1218904893 | AEP | HALESBRA | 12 KV | LOAD2 | LOAD
1218904892 | AEP | HALESBRA | 69 KV | SMOKELES | LOAD
32411461 | AEP | HALL | 138 KV | T1 | LOAD
32411463 | AEP | HALL | 138 KV | T2 | LOAD
98369923 | AEP | HALLSRID | 138 KV | T1 | LOAD
2156114409 | AEP | HAMILAEP | 69 KV | T1 | LOAD
32411467 | AEP | HAMMONDS | 69 KV | T2 | LOAD
2156115083 | AEP | HANCOCK | 34 KV | ELECTRD | LOAD
32411469 | AEP | HANCOCK | 34 KV | GE1 | LOAD
32411471 | AEP | HANCOCK | 34 KV | GE2 | LOAD
32411473 | AEP | HANCOCK | 34 KV | T3 | LOAD
32411475 | AEP | HANCOCK | 34 KV | VAHOSPT1 | LOAD
32411477 | AEP | HANCOCK | 34 KV | VAHOSPT2 | LOAD
45565849 | AEP | HANCOCK | 69 KV | SALEM | LOAD
2156110814 | AEP | HANCOCK | 69 KV | SALEM2 | LOAD
34509193 | AEP | HANGING ROCK | 765 KV |  | EHV
32411481 | AEP | HANGROCK | 34 KV | LOAD | LOAD
2156111892 | AEP | HANNIBAL | 138 KV | NORTHSUB | LOAD
2156111264 | AEP | HANNIBAL | 24 KV | AUX | LOAD
2156111333 | AEP | HANNIBAL | 24 KV | LONGRDCC | GEN
2156113434 | AEP | HANSMEAD | 69 KV | T1 | LOAD
38367847 | AEP | HANSONVL | 138 KV | XT1 | LOAD
61482245 | AEP | HANTHORN | 138 KV | GOE | LOAD
32411483 | AEP | HAPCREME | 138 KV | T1 | LOAD
32411485 | AEP | HAPCREME | 138 KV | T2 | LOAD
2156114918 | AEP | HARDIN | 34.5 KV | HRDN12SP | GEN
2156115076 | AEP | HARDIN | 34.5 KV | HRDN23SP | GEN
2156114920 | AEP | HARDIN | 34.5 KV | HRDN34SP | GEN
32411489 | AEP | HARGUS | 138 KV | T1 | LOAD
1666103451 | AEP | HARLN | 69 KV | T1 | LOAD
1666103453 | AEP | HARLN | 69 KV | T2 | LOAD
1666103452 | AEP | HARLN | 69 KV | WOODBURN | LOAD
5021265 | AEP | HARMARHI | 138 KV | T1 | LOAD
1123170839 | AEP | HARMON | 138 KV | T1 | LOAD
2156112489 | AEP | HARPER | 138 KV | MOBILE | LOAD
32411491 | AEP | HARPER | 138 KV | T1 | LOAD
2156111842 | AEP | HARPPUMP | 69 KV | T1 | LOAD
1388603657 | AEP | HARPSTER | 69 KV | T1 | LOAD
32411493 | AEP | HARRISCS | 69 KV | PICWAY | LOAD
2156110464 | AEP | HARRISIM | 69 KV | T2LOAD | LOAD
2156110463 | AEP | HARRISIM | 69 KV | T3LOAD | LOAD
2156108998 | AEP | HARRISVI | 69 KV | PLEASNTG | LOAD
2156110481 | AEP | HARSNAEP | 25 KV | AUX1 | LOAD
2156110482 | AEP | HARSNAEP | 25 KV | AUX2 | LOAD
2156110617 | AEP | HARSNAEP | 25 KV | CADIZ1CC | GEN
2156110618 | AEP | HARSNAEP | 25 KV | CADIZ2CC | GEN
2156113949 | AEP | HARTFCTY | 69 KV | T2 | LOAD
2156112524 | AEP | HARTFORD | 34.5 KV | DISTLOAD | LOAD
1107281350 | AEP | HARTFORD | 69 KV | T2 | LOAD
32411499 | AEP | HASHRIDG | 138 KV | T1 | LOAD
32411501 | AEP | HATFIEL2 | 138 KV | T1 | LOAD
2156115832 | AEP | HATHAWRD | 138 KV | HATHROAD | LOAD
1666104502 | AEP | HAUSSCR | 69 KV | MIDWEST | LOAD
32411503 | AEP | HAVERHSW | 69 KV | T1 | LOAD
32411505 | AEP | HAVILAND | 138 KV | T2 | LOAD
2156112358 | AEP | HAVILAND | 34.5 KV | NTHWSTBS | GEN
2156112465 | AEP | HAVILAND | 34.5 KV | NTHWSTSP | GEN
1318144721 | AEP | HAVILAND | 34.5 KV | NTHWSTWF | GEN
1338421079 | AEP | HAWTHOTP | 69 KV | HAWTHORN | LOAD
2156111262 | AEP | HAYDEN | 138 KV | T4 | LOAD
93353441 | AEP | HAYSBRCH | 138 KV | KENTUCKY | LOAD
1218905980 | AEP | HAYSI | 69 KV | ECKHORN | LOAD
1218905981 | AEP | HAYSI | 69 KV | HAYSI | LOAD
32411511 | AEP | HAYWARD | 69 KV | T1 | LOAD
32411513 | AEP | HAZARD | 138 KV | T4 | LOAD
32416395 | AEP | HAZELWO2 | 13 KV | LOAD | LOAD
1305122035 | AEP | HAZLTNAP | 138 KV | BEECHWD | LOAD
32411519 | AEP | HCOALMET | 69 KV | ASFI | LOAD
1218914821 | AEP | HEADWATR | 34.5 KV | HEADWTWF | GEN
32411521 | AEP | HEATH | 138 KV | T4 | LOAD
2156110468 | AEP | HEATH | 138 KV | T6 | LOAD
2156113732 | AEP | HEMLOCK | 69 KV | BRYSON | LOAD
2156110151 | AEP | HEMLOCK | 69 KV | T1 | LOAD
1107281363 | AEP | HERNSHAW | 138 KV | RAVEN | LOAD
2156113036 | AEP | HERNSHAW | 46 KV | CHESLD | LOAD
32411525 | AEP | HESS | 138 KV | T1 | LOAD
32411527 | AEP | HESS | 138 KV | T2 | LOAD
32411529 | AEP | HESS | 138 KV | T3 | LOAD
32411531 | AEP | HESS | 138 KV | T4 | LOAD
1775813107 | AEP | HESSENCA | 69 KV | HESSEN | LOAD
2155501907 | AEP | HICKORYC | 138 KV | T2 | LOAD
2155501908 | AEP | HICKORYC | 138 KV | T7 | LOAD
2156114937 | AEP | HICKORYC | 34 KV | T4 | LOAD
2156114950 | AEP | HICKORYC | 34 KV | T8 | LOAD
2156114967 | AEP | HIGHLAEP | 34.5 KV | T1 | LOAD
135388709 | AEP | HIGHLAEP | 34.5 KV | T2 | LOAD
32411549 | AEP | HIGHLAN2 | 69 KV | T1 | LOAD
1338421816 | AEP | HIGHLND2 | 69 KV | DUCKWALL | LOAD
1338421815 | AEP | HIGHLND2 | 69 KV | T1 | LOAD
1338421817 | AEP | HIGHLND2 | 69 KV | T2 | LOAD
2156108979 | AEP | HIGHLTER | 69 KV | T1 | LOAD
2156115339 | AEP | HIGHSTRE | 69 KV | T1 | LOAD
32411563 | AEP | HILL_AEP | 138 KV | T2 | LOAD
2041956866 | AEP | HILL_AEP | 69 KV | SUN1 | LOAD
2041956864 | AEP | HILL_AEP | 69 KV | SUN2 | LOAD
32411551 | AEP | HILLCRES | 138 KV | T1 | LOAD
32411553 | AEP | HILLCRES | 138 KV | T2 | LOAD
1356152465 | AEP | HILLCRES | 69 KV | KINNERK | LOAD
2156112370 | AEP | HILLMANH | 69 KV | DAMASCUS | LOAD
2156112504 | AEP | HILLMANH | 69 KV | LOAD1 | LOAD
2156112443 | AEP | HILLMANH | 69 KV | LOAD2 | LOAD
2156115494 | AEP | HILLNDAL | 69 KV | T1 | LOAD
32411559 | AEP | HILLVIEW | 138 KV | T1 | LOAD
2156111845 | AEP | HINESVIL | 69 KV | HINESVL | LOAD
32411565 | AEP | HINTON | 138 KV | T1 | LOAD
32411567 | AEP | HITCHINS | 69 KV | T1T2 | LOAD
32411569 | AEP | HMD | 69 KV | T1 | LOAD
32411571 | AEP | HMD | 69 KV | T2 | LOAD
41935423 | AEP | HOCKING | 138 KV | T1 | LOAD
2156113958 | AEP | HOCKMAN | 138 KV | TR1 | LOAD
2155501909 | AEP | HODGIN | 69 KV | T2 | LOAD
32411573 | AEP | HOGAN | 138 KV | T1 | LOAD
32411575 | AEP | HOGAN | 138 KV | T2 | LOAD
2156111790 | AEP | HOGAN | 138 KV | T3 | LOAD
2156110837 | AEP | HOLMESSW | 69 KV | T1 | LOAD
2156110838 | AEP | HOLMESSW | 69 KV | T2 | LOAD
2156111778 | AEP | HOLRAN | 69 KV | T1 | LOAD
2156111885 | AEP | HOLRAN | 69 KV | T2 | LOAD
32411581 | AEP | HOLSTON | 138 KV | T6 | LOAD
32411583 | AEP | HOLSTON | 138 KV | T7 | LOAD
32411585 | AEP | HOLTSW | 69 KV | CARROLCO | LOAD
32411587 | AEP | HOODSCRE | 69 KV | T1 | LOAD
2156109009 | AEP | HOPEDALE | 69 KV | T1 | LOAD
1268563036 | AEP | HOPETOWN | 138 KV | T1-LOAD | LOAD
1268563037 | AEP | HOPETOWN | 138 KV | T2-LOAD | LOAD
32411589 | AEP | HOPKINS | 138 KV | T1 | LOAD
32411591 | AEP | HOPKINS | 138 KV | T2 | LOAD
32411593 | AEP | HOPKINS | 138 KV | T4 | LOAD
1218905975 | AEP | HORNMTN | 69 KV | ISLDCOAL | LOAD
1084383063 | AEP | HORSEPEN | 138 KV | LOAD | LOAD
1666103441 | AEP | HOSPITAL | 69 KV | WOLVERIN | LOAD
32411595 | AEP | HOW | 138 KV | T1 | LOAD
1218904970 | AEP | HOWARD2 | 69 KV | T3 | LOAD
2156110831 | AEP | HOWARDCO | 69 KV | T1 | LOAD
2156110830 | AEP | HOWARDCO | 69 KV | T2 | LOAD
32411599 | AEP | HUBBARDS | 138 KV | T1 | LOAD
2156111969 | AEP | HUFFCREE | 138 KV | T4 | LOAD
32411603 | AEP | HUFFMAN | 138 KV | T1 | LOAD
32411605 | AEP | HUFFMAN | 138 KV | T2 | LOAD
32411607 | AEP | HUMMELCR | 138 KV | T1 | LOAD
32411609 | AEP | HUMMELCR | 138 KV | T2 | LOAD
47012205 | AEP | HUNTEAEP | 138 KV | T1 | LOAD
32411615 | AEP | HUNTINCT | 69 KV | T2 | LOAD
1084383072 | AEP | HUNTINCT | 69 KV | XT4LOAD | LOAD
32411623 | AEP | HUNTLEY2 | 138 KV | T3 | LOAD
32411625 | AEP | HUNTLEY2 | 138 KV | T4 | LOAD
32411627 | AEP | HUNTLEY2 | 138 KV | T5 | LOAD
2156110164 | AEP | HUNTLEY2 | 138 KV | T7 | LOAD
2156113422 | AEP | HUNTSW | 69 KV | LRCOOP | LOAD
1775813096 | AEP | HUNTVILL | 69 KV | HUNTSVI | LOAD
2156116038 | AEP | HURD | 69 KV | CAREY | LOAD
32411629 | AEP | HURRICAN | 69 KV | T1 | LOAD
32411631 | AEP | HWBUCKHO | 138 KV | T1 | LOAD
67719563 | AEP | HYATTCS | 138 KV | T2 LOAD | LOAD
32411637 | AEP | HYDRAMAT | 138 KV | T1 | LOAD
32411639 | AEP | HYDRAMAT | 138 KV | T2 | LOAD
51519913 | AEP | ILLINOIS | 138 KV | T2 | LOAD
32411643 | AEP | INDALEX | 138 KV | T1 | LOAD
2156111014 | AEP | INDECK | 24 KV | STG | GEN
2156110829 | AEP | INDECK | 26 KV | AUX1 | LOAD
2156110828 | AEP | INDECK | 26 KV | AUX2 | LOAD
2156111015 | AEP | INDECK | 26 KV | CTG1A | GEN
2156111016 | AEP | INDECK | 26 KV | CTG1B | GEN
32411647 | AEP | INDEX | 69 KV | T1 | LOAD
32411651 | AEP | INDIANSP | 138 KV | T1 | LOAD
2156109315 | AEP | INDIANSP | 138 KV | T2 | LOAD
1183223787 | AEP | INDUSPK2 | 69 KV | ROSS | LOAD
1183223788 | AEP | INDUSPK2 | 69 KV | T1 | LOAD
1183223789 | AEP | INDUSPK2 | 69 KV | T2 | LOAD
32411653 | AEP | INDUSTRI | 138 KV | T3 | LOAD
2156115719 | AEP | INDUSTRI | 138 KV | T5 | LOAD
32411655 | AEP | INDUSTRI | 34 KV | BASS | LOAD
32411657 | AEP | INDUSTRI | 34 KV | GLENBROO | LOAD
32411659 | AEP | INDUSTRI | 34 KV | T2 | LOAD
32411661 | AEP | INDUSTRI | 34 KV | WALLEN | LOAD
32411663 | AEP | INDUSTRY | 138 KV | T1 | LOAD
32411665 | AEP | INDUSTRY | 138 KV | T2 | LOAD
2156115430 | AEP | INEZ | 34.5 KV | MARTC1SP | GEN
2156115500 | AEP | INEZ | 34.5 KV | MARTC2SP | GEN
1165472109 | AEP | INGERSOL | 69 KV | LOAD1 | LOAD
32411677 | AEP | INGLESST | 138 KV | T2 | LOAD
2156113222 | AEP | INNOVATI | 138 KV | CMH703 | LOAD
2156113473 | AEP | INNOVATI | 138 KV | CMH704 | LOAD
2156114763 | AEP | INNOVATI | 138 KV | MORDOR1 | LOAD
2156114571 | AEP | INNOVATI | 138 KV | MORDOR2 | LOAD
32411679 | AEP | INTEK | 138 KV | T1T2 | LOAD
32411681 | AEP | INTEK | 138 KV | T3T4 | LOAD
32411683 | AEP | IRELANDR | 138 KV | T1 | LOAD
2156108989 | AEP | IRISHRUN | 69 KV | ROSEBUDM | LOAD
2156113574 | AEP | IRNTRNGL | 138 KV | LOUDON | LOAD
1666104498 | AEP | IRONMAN | 69 KV | JACKSON | LOAD
2156109558 | AEP | IRONTO | 138 KV | T1 | LOAD
2156109570 | AEP | ISABELLA | 138 KV | T1 | LOAD
48933991 | AEP | ITALIANV | 138 KV | XFM1 | LOAD
48933993 | AEP | ITALIANV | 138 KV | XFM2 | LOAD
32411685 | AEP | ITMANN | 138 KV | T1 | LOAD
1379256827 | AEP | IUPURDUE | 138 KV | TR1 | LOAD
1379256826 | AEP | IUPURDUE | 138 KV | TR2 | LOAD
32411691 | AEP | IVYHILL | 138 KV | T1 | LOAD
2156113063 | AEP | JACKHORN | 69 KV | T2 | LOAD
32411695 | AEP | JACKSON | 69 KV | T1 | LOAD
32411697 | AEP | JACKSON | 69 KV | T2 | LOAD
32411701 | AEP | JACKSONR | 138 KV | T2 | LOAD
32411703 | AEP | JACKSONR | 138 KV | T4 | LOAD
2156115508 | AEP | JACKSONS | 34.5 KV | WYTHECSP | GEN
1439657575 | AEP | JACKSONS | 765 KV | SVC | GEN
34509195 | AEP | JACKSONS FERRY | 765 KV |  | EHV
2156110840 | AEP | JACOBSBU | 69 KV | PIPECREK | LOAD
2156114109 | AEP | JAMESRV | 138 KV | T1 | LOAD
2156113196 | AEP | JARRETT | 138 KV | T1 | LOAD
2156113236 | AEP | JARRETT | 138 KV | T2 | LOAD
32411705 | AEP | JAY | 138 KV | T3 | LOAD
2156113032 | AEP | JAY | 138 KV | T5 | LOAD
1775812798 | AEP | JAY | 34 KV | TR1 | LOAD
2156113676 | AEP | JEANETTE | 69 KV | FOSTORIA | LOAD
1439645856 | AEP | JEFERSON | 69 KV | JEFF | LOAD
112586003 | AEP | JEFFAEP | 69 KV | VIPER | LOAD
34509197 | AEP | JEFFERSON | 765 KV |  | EHV
1775813068 | AEP | JEFFTAP | 69 KV | JEFF | LOAD
61482247 | AEP | JEHUBRAN | 138 KV | E | LOAD
2156113091 | AEP | JENKINSS | 69 KV | T1 | LOAD
2156114988 | AEP | JEROMEOH | 138 KV | C1 | LOAD
2156115038 | AEP | JEROMEOH | 138 KV | C2 | LOAD
2156115039 | AEP | JEROMEOH | 138 KV | C3 | LOAD
2156114910 | AEP | JEROMEOH | 138 KV | C4 | LOAD
2156114936 | AEP | JEROMEOH | 138 KV | SKID1003 | LOAD
1218905982 | AEP | JEWELRDG | 69 KV | JEWELRDG | LOAD
1218905983 | AEP | JEWELRDG | 69 KV | REDOAK | LOAD
32411709 | AEP | JIMBRANC | 138 KV | T1 | LOAD
41935425 | AEP | JNCTCITY | 138 KV | T1 | LOAD
2156109909 | AEP | JOHNSCRE | 138 KV | T3 | LOAD
2156109910 | AEP | JOHNSCRE | 138 KV | T4 | LOAD
32411713 | AEP | JOHNSONM | 138 KV | T1 | LOAD
112586005 | AEP | JONESCRE | 138 KV | T1 | LOAD
32411717 | AEP | JONESTA2 | 69 KV | T1 | LOAD
34509199 | AEP | JOSHUA FALLS | 765 KV |  | EHV
2156112384 | AEP | JUBALEAR | 69 KV | INDEPEND | LOAD
83734341 | AEP | JUGSTRET | 138 KV | LD-XF1 | LOAD
2156115084 | AEP | JUGSTRET | 138 KV | SKID1004 | LOAD
1305121627 | AEP | JUGSTRET | 138 KV | SMITHMIL | LOAD
2156114985 | AEP | JUGSTRET | 138 KV | SVC36535 | LOAD
1388603246 | AEP | JUGSTRET | 138 KV | T10 | LOAD
2156109564 | AEP | JUGSTRET | 138 KV | T2 | LOAD
2156114944 | AEP | JUGSTRET | 138 KV | T3 | LOAD
1356153073 | AEP | JUGSTRET | 138 KV | T6 | LOAD
1356153074 | AEP | JUGSTRET | 138 KV | T7 | LOAD
1388603244 | AEP | JUGSTRET | 138 KV | T8 | LOAD
1388603245 | AEP | JUGSTRET | 138 KV | T9 | LOAD
1775814172 | AEP | JUNEROAD | 138 KV | T2 | LOAD
2156110822 | AEP | KALAMAZO | 69 KV | T1 | LOAD
2156110821 | AEP | KALAMAZO | 69 KV | T2 | LOAD
2156110820 | AEP | KALAMAZO | 69 KV | VICKSB1 | LOAD
2156110819 | AEP | KALAMAZO | 69 KV | VICKSB2 | LOAD
1666104461 | AEP | KALIDA | 69 KV | T1 | LOAD
1666104462 | AEP | KALIDA | 69 KV | T2 | LOAD
1666104460 | AEP | KALIDA | 69 KV | T3 | LOAD
34509201 | AEP | KAMMER | 765 KV |  | EHV
45565853 | AEP | KAMMER2 | 138 KV | FGD1 | LOAD
45565855 | AEP | KAMMER2 | 138 KV | FGD2 | LOAD
1218905042 | AEP | KAMMER2 | 138 KV | T101A LD | LOAD
1218905041 | AEP | KAMMER2 | 138 KV | T5 LD | LOAD
1132284915 | AEP | KAMMER2 | 138 KV | T6 | LOAD
1183222976 | AEP | KAMMER2 | 26 KV | LOAD1 | LOAD
1183222977 | AEP | KAMMER2 | 26 KV | LOAD2 | LOAD
40243819 | AEP | KAMMER2 | 26 KV | ML1 | GEN
1183232562 | AEP | KAMMER2 | 26 KV | ML1_NR | GEN
1183232559 | AEP | KAMMER2 | 26 KV | ML1_R | GEN
40243821 | AEP | KAMMER2 | 26 KV | ML2 | GEN
1183232561 | AEP | KAMMER2 | 26 KV | ML2_NR | GEN
1183232560 | AEP | KAMMER2 | 26 KV | ML2_R | GEN
2156109554 | AEP | KAMMER2 | 69 KV | FLYERSW | LOAD
2156109553 | AEP | KAMMER2 | 69 KV | POWTNAEP | LOAD
2156108944 | AEP | KANAWHAR | 138 KV | T3 | LOAD
1552830085 | AEP | KANKAKEE | 138 KV | T1 | LOAD
32411723 | AEP | KANKAKEE | 138 KV | T3 | LOAD
32411731 | AEP | KARL | 138 KV | T1 | LOAD
32411733 | AEP | KARL | 138 KV | T2 | LOAD
32411735 | AEP | KARL | 138 KV | T3 | LOAD
1666103143 | AEP | KENDALLV | 69 KV | T1 | LOAD
1666103141 | AEP | KENDALLV | 69 KV | T2 | LOAD
2156114002 | AEP | KENNA | 138 KV | T1 | LOAD
32411739 | AEP | KENNY | 138 KV | T1 | LOAD
32411741 | AEP | KENNY | 138 KV | T2 | LOAD
32411743 | AEP | KENOVA | 138 KV | T7 | LOAD
32411745 | AEP | KENOVA | 69 KV | FORTYSEV | LOAD
1218905969 | AEP | KENTON2 | 69 KV | T1 | LOAD
1218905970 | AEP | KENTON2 | 69 KV | T2 | LOAD
32411749 | AEP | KENWOODT | 46 KV | KENWOOD | LOAD
1248983175 | AEP | KENWORTH | 13.8 KV | LOAD11 | LOAD
1248983176 | AEP | KENWORTH | 13.8 KV | LOAD22 | LOAD
2156112680 | AEP | KEWANEE2 | 138 KV | T1 | LOAD
2156112699 | AEP | KEWANEE2 | 138 KV | T2 | LOAD
1084383955 | AEP | KEYSER | 69 KV | T1-LOAD | LOAD
32418611 | AEP | KEYSTNE | 13 KV | _UN1__15 | GEN
32418613 | AEP | KEYSTNE | 13 KV | _UN2__15 | GEN
32418615 | AEP | KEYSTNE | 13 KV | _UN3__15 | GEN
32418617 | AEP | KEYSTNE | 13 KV | _UN4__15 | GEN
48934015 | AEP | KEYWOOD | 138 KV | VA GAS | LOAD
2156114913 | AEP | KILEVILL | 138 KV | SHIRE1 | LOAD
2156115042 | AEP | KILEVILL | 138 KV | SHIRE2 | LOAD
2156113926 | AEP | KILEVILL | 138 KV | SHIRE3 | LOAD
2156113940 | AEP | KILEVILL | 138 KV | SHIRE4 | LOAD
32411753 | AEP | KIMBALLT | 138 KV | T1 | LOAD
32411755 | AEP | KIMBALLT | 138 KV | T2 | LOAD
48933995 | AEP | KIMBERLY | 138 KV | T1 | LOAD
48933997 | AEP | KIMBERLY | 138 KV | T2 | LOAD
32411757 | AEP | KINCAIDA | 46 KV | T1 | LOAD
1356152721 | AEP | KINGSLN2 | 69 KV | T1 | LOAD
1356152722 | AEP | KINGSLN2 | 69 KV | UNIONDLE | LOAD
32411759 | AEP | KIRK | 138 KV | T1 | LOAD
32411761 | AEP | KIRK | 138 KV | T2 | LOAD
2156115025 | AEP | KIRK | 34.5 KV | UNIONRSP | GEN
32411763 | AEP | KLINE | 138 KV | T1 | LOAD
2156110158 | AEP | KLINE | 138 KV | T2 | LOAD
34886931 | AEP | KLINE | 138 KV | TWINB1-6 | GEN
32411765 | AEP | KOPPERST | 138 KV | T1 | LOAD
32411767 | AEP | KOTCOAL | 69 KV | T1 | LOAD
1666103438 | AEP | KUCHAR | 138 KV | LIQUID | LOAD
2156110826 | AEP | KUHNS | 69 KV | WOLFLAKE | LOAD
32411769 | AEP | KUMIS | 138 KV | T1 | LOAD
32411771 | AEP | KYELECST | 138 KV | T1T2 | LOAD
32411773 | AEP | KYELECST | 138 KV | T3T4 | LOAD
135388711 | AEP | KYLEHILL | 34.5 KV | T2 | LOAD
2155501906 | AEP | LACEYBRA | 138 KV | T1 | LOAD
98369925 | AEP | LAFAYETE | 138 KV | T1 | LOAD
2156111400 | AEP | LAFAYETT | 69 KV | LOAD | LOAD
32411775 | AEP | LAKEHTAP | 69 KV | LAKEHEAD | LOAD
32411777 | AEP | LAKESDIM | 69 KV | T1 | LOAD
32411783 | AEP | LAKESTRE | 34 KV | SIMPLTAP | LOAD
32411781 | AEP | LAKESTRE | 69 KV | NATLSTND | LOAD
1097725251 | AEP | LAKEVIE1 | 138 KV | LOAD | LOAD
2156112949 | AEP | LAKIN | 138 KV | T4 | LOAD
2156109006 | AEP | LAMIRASW | 69 KV | LAMIRA | LOAD
2156113254 | AEP | LANE | 69 KV | ALD | LOAD
2156113327 | AEP | LANE | 69 KV | BLD | LOAD
2156113435 | AEP | LANE | 69 KV | CLD | LOAD
2156113344 | AEP | LANE | 69 KV | DLD | LOAD
98369927 | AEP | LANHAM1 | 138 KV | COLUMBIA | LOAD
32411789 | AEP | LANTERNP | 138 KV | T1 | LOAD
32411791 | AEP | LAOTTO | 138 KV | T1 | LOAD
2156111263 | AEP | LARUE | 138 KV | T1 | LOAD
32411797 | AEP | LATTAVIL | 69 KV | T1 | LOAD
1666104486 | AEP | LATTY | 69 KV | T1 | LOAD
1666104478 | AEP | LATTYJCT | 69 KV | LATTY | LOAD
32411799 | AEP | LAVALETT | 138 KV | T1 | LOAD
71856731 | AEP | LAWRENC2 | 18 KV | G1 | GEN
71856733 | AEP | LAWRENC2 | 18 KV | G2 | GEN
71856737 | AEP | LAWRENC2 | 18 KV | G3 | GEN
71856739 | AEP | LAWRENC2 | 18 KV | G4 | GEN
71856729 | AEP | LAWRENC2 | 18 KV | S1 | GEN
71856735 | AEP | LAWRENC2 | 18 KV | S2 | GEN
2156110842 | AEP | LAWRENSS | 69 KV | MCGINNIS | LOAD
1165472098 | AEP | LAWSHE | 69 KV | T1 | LOAD
32411805 | AEP | LAYLAND | 69 KV | T1 | LOAD
5021334 | AEP | LAYMAN | 138 KV | T1 | LOAD
2156111985 | AEP | LEAPERSW | 138 KV | T1 | LOAD
1348255113 | AEP | LEATHERW | 69 KV | NCAMBRID | LOAD
32411807 | AEP | LEBANON | 138 KV | T1 | LOAD
2156114364 | AEP | LEEAEP | 138 KV | T2 | LOAD
1356153518 | AEP | LEESVIL2 | 138 KV | T1 | LOAD
32418441 | AEP | LEESVILL | 13 KV | LE1 | GEN
32418443 | AEP | LEESVILL | 13 KV | LE2 | GEN
98369929 | AEP | LEFTFORK | 138 KV | T1 | LOAD
1666104465 | AEP | LEIPSIC | 69 KV | T1 | LOAD
1666104466 | AEP | LEIPSIC | 69 KV | T2 | LOAD
1666104472 | AEP | LEMASTER | 138 KV | T1 | LOAD
2156108945 | AEP | LEONAP | 138 KV | T4 | LOAD
112586007 | AEP | LESLIE | 69 KV | XT2 | LOAD
1388603719 | AEP | LEVEE | 138 KV | LEVEE | LOAD
1356153536 | AEP | LEXNGTN | 69 KV | T1 | LOAD
1775813104 | AEP | LIBCENSW | 69 KV | LIBERTY | LOAD
1356152513 | AEP | LIBERTYC | 69 KV | T1 | LOAD
2156112479 | AEP | LICK | 138 KV | T4 | LOAD
2156112449 | AEP | LICK | 138 KV | T5 | LOAD
1132284979 | AEP | LICKFORK | 69 KV | LOAD | LOAD
32411821 | AEP | LIGONIER | 138 KV | T1 | LOAD
32411823 | AEP | LIGONIER | 138 KV | T2 | LOAD
1775812822 | AEP | LINCOLN2 | 138 KV | T2 | LOAD
32411825 | AEP | LINCOLN2 | 138 KV | T3 | LOAD
32411827 | AEP | LINCOLN2 | 34 KV | HARVESTP | LOAD
1123171031 | AEP | LINDENAV | 69 KV | LOAD | LOAD
32411833 | AEP | LINWOOD2 | 138 KV | T1 | LOAD
32411835 | AEP | LINWORTH | 138 KV | T2 | LOAD
32411837 | AEP | LINWORTH | 138 KV | T3 | LOAD
2156115403 | AEP | LITTLECR | 69 KV | DANRIVER | LOAD
1067161163 | AEP | LKFOREST | 138 KV | T1 | LOAD
112586009 | AEP | LOCKHART | 138 KV | T1 | LOAD
2156115458 | AEP | LOCKLANE | 69 KV | T1 | LOAD
2156110486 | AEP | LOCKWDOP | 69 KV | T1 | LOAD
2156114179 | AEP | LOCOMOTI | 69 KV | CITYDARR | LOAD
32411843 | AEP | LOGAN | 138 KV | T4 | LOAD
32418447 | AEP | LONDON | 4 KV | LO1 | GEN
32418449 | AEP | LONDON | 4 KV | LO2 | GEN
32418451 | AEP | LONDON | 4 KV | LO3 | GEN
32411847 | AEP | LONESOME | 138 KV | T1 | LOAD
1218905133 | AEP | LOONEYCR | 69 KV | HURLEY | LOAD
2156110614 | AEP | LOSANTVL | 34.5 KV | HEDWT2WF | GEN
2156115059 | AEP | LOVEDALE | 34.5 KV | T3 | LOAD
2156114997 | AEP | LOVEDALE | 34.5 KV | T4 | LOAD
32411851 | AEP | LOVELY | 138 KV | T1 | LOAD
32411855 | AEP | LSII | 138 KV | T1 | LOAD
32411857 | AEP | LSII | 138 KV | T2 | LOAD
32411863 | AEP | LUKENS | 69 KV | T1 | LOAD
2156110448 | AEP | LUKENS | 69 KV | T2 | LOAD
2156113632 | AEP | LUMBERJK | 69 KV | T1 | LOAD
2156112038 | AEP | LUNDY | 69 KV | REDDEVIL | LOAD
2156110458 | AEP | LUSHER | 69 KV | T1LOAD | LOAD
2156110459 | AEP | LUSHER | 69 KV | T2LOAD | LOAD
2156113046 | AEP | LUTZ | 34.5 KV | YELWBDSP | GEN
2156109897 | AEP | LYBURN | 138 KV | BANDMILL | LOAD
2156113771 | AEP | LYDICK | 69 KV | T2 | LOAD
1369000717 | AEP | LYNBROOK | 138 KV | T1 | LOAD
2156113028 | AEP | LYNN | 69 KV | T1 | LOAD
32411865 | AEP | LYNNST | 138 KV | T1 | LOAD
2156110153 | AEP | MABSCOTT | 138 KV | T1 | LOAD
1439645858 | AEP | MACKSBRG | 138 KV | T1 | LOAD
2156114660 | AEP | MACYOP | 138 KV | TR1 | LOAD
2156114785 | AEP | MACYOP | 138 KV | TR2 | LOAD
32411867 | AEP | MADISON | 34 KV | T3 | LOAD
2156114933 | AEP | MAGLEY | 138 KV | ZODIACTP | LOAD
1356152524 | AEP | MAGLEY | 69 KV | T2 | LOAD
2041958865 | AEP | MAINSTRE | 138 KV | T1 | LOAD
2041958864 | AEP | MAINSTRE | 138 KV | T2 | LOAD
32411871 | AEP | MAINSTRE | 138 KV | T3 | LOAD
32411873 | AEP | MAINSTRE | 138 KV | T4 | LOAD
63381271 | AEP | MALISZEW | 138 KV | T5 | LOAD
63381461 | AEP | MALISZEWSKI | 765 KV |  | EHV
2156111864 | AEP | MAPLEGR | 69 KV | T1 | LOAD
1775813080 | AEP | MARATHN | 69 KV | TRINITY | LOAD
2156115904 | AEP | MARION2 | 138 KV | T1 | LOAD
2156116035 | AEP | MARION2 | 138 KV | T10 | LOAD
2156115696 | AEP | MARION2 | 138 KV | T2 | LOAD
2156115971 | AEP | MARION2 | 138 KV | T3 | LOAD
32411883 | AEP | MARION2 | 138 KV | T4 | LOAD
32411885 | AEP | MARION2 | 138 KV | T5 | LOAD
32411887 | AEP | MARION2 | 138 KV | T6 | LOAD
2156116101 | AEP | MARION2 | 138 KV | T7 | LOAD
2156116135 | AEP | MARION2 | 138 KV | T8 | LOAD
2156115759 | AEP | MARION2 | 138 KV | T9 | LOAD
1666104457 | AEP | MARKCENT | 69 KV | COOP | LOAD
32418455 | AEP | MARMET | 4 KV | MA1 | GEN
32418457 | AEP | MARMET | 4 KV | MA2 | GEN
32418459 | AEP | MARMET | 4 KV | MA3 | GEN
1666103442 | AEP | MARQUETT | 138 KV | T1 | LOAD
1666103443 | AEP | MARQUETT | 138 KV | T2 | LOAD
34509203 | AEP | MARQUIS | 765 KV |  | EHV
1388602467 | AEP | MARRIETT | 138 KV | XB1H | LOAD
1388602466 | AEP | MARRIETT | 138 KV | XB2H | LOAD
32411891 | AEP | MARROWBO | 138 KV | T1 | LOAD
32411895 | AEP | MARTIN | 46 KV | T1 | LOAD
2156113460 | AEP | MARTINSB | 69 KV | T1 | LOAD
32411897 | AEP | MARTINSV | 34 KV | T3 | LOAD
2156116031 | AEP | MARVIN | 69 KV | CNXGAS | LOAD
2156116092 | AEP | MARYSVI2 | 34.5 KV | CADEN1SP | GEN
2156115907 | AEP | MARYSVI2 | 34.5 KV | CADEN2SP | GEN
2156115986 | AEP | MARYSVI2 | 34.5 KV | CADEN3SP | GEN
34509205 | AEP | MARYSVILLE | 765 KV |  | EHV
32411899 | AEP | MASONCRE | 69 KV | T1 | LOAD
1248984098 | AEP | MASSEY1 | 69 KV | MASYMINE | LOAD
32411901 | AEP | MAYFIELD | 138 KV | T1 | LOAD
2156109448 | AEP | MAYFLWRD | 4 KV | MAYFLWR | GEN
112586011 | AEP | MAYKING | 69 KV | T1 | LOAD
1067161198 | AEP | MAYOTRAI | 69 KV | LD | LOAD
32411907 | AEP | MCCOMB | 138 KV | T1 | LOAD
32411909 | AEP | MCCOMB | 138 KV | T2 | LOAD
1369000715 | AEP | MCCONVIL | 138 KV | T1 | LOAD
2156111897 | AEP | MCELROY | 69 KV | CRESAP | LOAD
2156111857 | AEP | MCELROY | 69 KV | FISHCRK | LOAD
32411911 | AEP | MCKINLEY | 138 KV | T4 | LOAD
32411913 | AEP | MCKINLEY | 138 KV | T6 | LOAD
32411917 | AEP | MCKINLEY | 34 KV | GETAYLR1 | LOAD
32411923 | AEP | MCKINLEY | 34 KV | PHENIE | LOAD
32411925 | AEP | MCKINLEY | 34 KV | SLATERS1 | LOAD
32411927 | AEP | MCKINLEY | 34 KV | SLATERS2 | LOAD
32411929 | AEP | MCKINLEY | 34 KV | SPRINGIM | LOAD
32411931 | AEP | MCKINNEY | 46 KV | T1 | LOAD
32411933 | AEP | MCROSS | 69 KV | T1 | LOAD
1183223103 | AEP | MEADOW | 34 KV | LOAD | LOAD
98370463 | AEP | MEADOWL4 | 34.5 KV | MEDLK4WF | GEN
1292915867 | AEP | MEADOWL4 | 34.5 KV | MEDLK5WF | GEN
2041989646 | AEP | MEADOWL6 | 34.5 KV | MEDLK6WF | GEN
98370459 | AEP | MEADOWLK | 34.5 KV | MEDLK2WF | GEN
98370461 | AEP | MEADOWLK | 34.5 KV | MEDLK3WF | GEN
76427791 | AEP | MEADOWLK | 34.5 KV | MEDWLKWF | GEN
32411935 | AEP | MEADOWSS | 69 KV | T1 | LOAD
32411937 | AEP | MEADOWVI | 138 KV | T1 | LOAD
106856769 | AEP | MEADSSTO | 138 KV | SSIDE | LOAD
2156109900 | AEP | MEDFORD | 138 KV | T2 | LOAD
2156109911 | AEP | MEIGS | 138 KV | T1 | LOAD
32411945 | AEP | MEIGS2 | 138 KV | T1 | LOAD
32411947 | AEP | MEIGS31 | 138 KV | T1 | LOAD
32411949 | AEP | MEIGS31 | 138 KV | T2 | LOAD
32411951 | AEP | MEIGSCS | 69 KV | T1 | LOAD
2156110165 | AEP | MEIGSCS | 69 KV | T2 | LOAD
1388602896 | AEP | MELITA | 69 KV | T1 | LOAD
1388602897 | AEP | MELITA | 69 KV | T2 | LOAD
1388602900 | AEP | MELITA | 69 KV | T3 | LOAD
1388602899 | AEP | MELITA | 69 KV | T4 | LOAD
1388602898 | AEP | MELITA | 69 KV | T5 | LOAD
2156109764 | AEP | MELMORE | 34.5 KV | SENECAWF | GEN
32411953 | AEP | MELROSE | 69 KV | T1 | LOAD
32411955 | AEP | MERCERBU | 138 KV | T1 | LOAD
2156109021 | AEP | MERRICKS | 69 KV | MERRICK | LOAD
2156113192 | AEP | MERRIMAC | 69 KV | T2 | LOAD
106856771 | AEP | MERRITTS | 138 KV | T1 | LOAD
1666103439 | AEP | METCALFT | 69 KV | BIGRUN | LOAD
32411959 | AEP | MIDDLECR | 46 KV | T1 | LOAD
32411961 | AEP | MIDDLTON | 34 KV | T1 | LOAD
32411963 | AEP | MIDKIFF | 138 KV | T1 | LOAD
2156113305 | AEP | MIDWAYAP | 69 KV | T1 | LOAD
2156113479 | AEP | MIDWAYAP | 69 KV | T2 | LOAD
32411965 | AEP | MIER | 138 KV | T2 | LOAD
32411967 | AEP | MIFFLIN | 138 KV | T1 | LOAD
32411969 | AEP | MIFFLIN | 138 KV | T2 | LOAD
106856773 | AEP | MIFFLIN | 138 KV | T3 | LOAD
1869179584 | AEP | MILANSS | 138 KV | T1 | LOAD
1165471463 | AEP | MILANSS | 138 KV | XF1 | LOAD
1165471464 | AEP | MILANSS | 138 KV | XF2 | LOAD
1165471465 | AEP | MILANSS | 138 KV | XF3 | LOAD
32411971 | AEP | MILESAVE | 138 KV | T1 | LOAD
47012207 | AEP | MILL AEP | 138 KV | T1 | LOAD
47012209 | AEP | MILL AEP | 138 KV | T2 | LOAD
32411973 | AEP | MILLBROO | 138 KV | T6 | LOAD
1218905213 | AEP | MILLBROO | 69 KV | OSCO | LOAD
32411993 | AEP | MILLSPRI | 138 KV | T1 | LOAD
2156113593 | AEP | MILLSTRE | 69 KV | T1 | LOAD
32411995 | AEP | MILLWOO2 | 138 KV | T1 | LOAD
1248983330 | AEP | MILTON2 | 138 KV | BAKERID | LOAD
1248983331 | AEP | MILTON2 | 138 KV | JOHNSCK | LOAD
32411997 | AEP | MILTON2 | 138 KV | T2 | LOAD
32411999 | AEP | MILTON2 | 69 KV | T1 | LOAD
40243245 | AEP | MILTONSW | 138 KV | T1 LOAD | LOAD
1439645857 | AEP | MINERAL | 138 KV | BUCKEYE | LOAD
98369931 | AEP | MINERD1 | 138 KV | COAVILL | LOAD
2156112868 | AEP | MINERVA | 69 KV | T1 | LOAD
2156114980 | AEP | MINK | 138 KV | SKIDOH04 | LOAD
2156114717 | AEP | MINK | 138 KV | T1 | LOAD
2156114564 | AEP | MINK | 138 KV | T2 | LOAD
1666104489 | AEP | MINK | 138 KV | T3 | LOAD
32412001 | AEP | MINNIXMT | 138 KV | T1 | LOAD
32412003 | AEP | MINNIXMT | 138 KV | T2 | LOAD
47012215 | AEP | MISSISSI | 138 KV | T1 | LOAD
47012217 | AEP | MISSISSI | 138 KV | T2 | LOAD
47012219 | AEP | MISSISSI | 138 KV | T3 | LOAD
2155501904 | AEP | MOCCASIN | 69 KV | T1 | LOAD
2155501905 | AEP | MOCCASIN | 69 KV | T2 | LOAD
1775812853 | AEP | MODOC | 69 KV | T2 | LOAD
32412007 | AEP | MOHAWKRU | 69 KV | T1 | LOAD
1369000721 | AEP | MOLLYCRK | 69 KV | BROOKLYN | LOAD
32412009 | AEP | MONEL | 138 KV | T1 | LOAD
32412011 | AEP | MONETA | 138 KV | T1 | LOAD
2156111809 | AEP | MONROEAP | 69 KV | T1 | LOAD
1775813099 | AEP | MONROEIM | 69 KV | T1 | LOAD
1165472108 | AEP | MONTEREY | 69 KV | X1LD | LOAD
32412013 | AEP | MONTGOMR | 46 KV | T1 | LOAD
1356152550 | AEP | MONTPELI | 69 KV | T1 | LOAD
1107281653 | AEP | MOOREPAR | 138 KV | T2 | LOAD
1207066021 | AEP | MORELAN | 69 KV | LOAD1 | LOAD
48933999 | AEP | MORELAND | 138 KV | MORELAND | LOAD
32412023 | AEP | MORGANSC | 138 KV | T1 | LOAD
32412025 | AEP | MORRISNO | 34 KV | T1 | LOAD
32412027 | AEP | MORSE | 138 KV | T1 | LOAD
32412029 | AEP | MORSE | 138 KV | T2 | LOAD
1218905246 | AEP | MORSE | 138 KV | T3 | LOAD
32412031 | AEP | MOSELEY | 12 KV | LOAD | LOAD
45565861 | AEP | MOSELEY | 13 KV | BEDFORD | LOAD
45565859 | AEP | MOSELEY | 69 KV | BEDFORD | LOAD
32418473 | AEP | MOTTVILL | 2 KV | MO1 | GEN
32418475 | AEP | MOTTVILL | 2 KV | MO2 | GEN
32418477 | AEP | MOTTVILL | 2 KV | MO3 | GEN
32418479 | AEP | MOTTVILL | 2 KV | MO4 | GEN
32412033 | AEP | MOTTVILL | 69 KV | LOAD | LOAD
32412035 | AEP | MOUND | 138 KV | T1 | LOAD
32412037 | AEP | MOUND | 138 KV | T2 | LOAD
1067161281 | AEP | MOUNDVIL | 69 KV | LD | LOAD
2156110469 | AEP | MOUNDVIL | 69 KV | T3 | LOAD
32412039 | AEP | MOUNTAIN | 138 KV | TCH1 | LOAD
32412041 | AEP | MOUNTAIN | 138 KV | TCH2 | LOAD
40243823 | AEP | MOUNTAIN | 26 KV | MT1 | GEN
34509207 | AEP | MOUNTAINEER | 765 KV |  | EHV
2156114748 | AEP | MOUNTPER | 138 KV | T1 | LOAD
2156113339 | AEP | MOUNTVIE | 69 KV | BLD | LOAD
32412043 | AEP | MTAIRY2 | 138 KV | T1 | LOAD
1775813083 | AEP | MTETNATP | 69 KV | ETNA | LOAD
2156108960 | AEP | MTORB | 69 KV | MTORB | LOAD
2155501901 | AEP | MTUNION | 69 KV | LONESTAR | LOAD
2155501900 | AEP | MTUNION | 69 KV | T1 | LOAD
2155501899 | AEP | MTUNION | 69 KV | T2 | LOAD
2156113212 | AEP | MTVERNON | 69 KV | T1 | LOAD
2156113255 | AEP | MTVERNON | 69 KV | T2 | LOAD
2156113267 | AEP | MTVERNON | 69 KV | T3 | LOAD
32412045 | AEP | MUDFORK | 138 KV | T1 | LOAD
32412047 | AEP | MUDLICK | 69 KV | T1 | LOAD
2156113737 | AEP | MUESSEL | 69 KV | T1 | LOAD
2156113654 | AEP | MUESSEL | 69 KV | T2 | LOAD
32412049 | AEP | MULBERRY | 138 KV | T1 | LOAD
32412051 | AEP | MULBERRY | 138 KV | T2 | LOAD
1775813086 | AEP | MULDOONM | 69 KV | T1 | LOAD
32412053 | AEP | MULLENS | 138 KV | T4 | LOAD
32412055 | AEP | MULLENS | 138 KV | T5 | LOAD
32412057 | AEP | MULLENSV | 138 KV | T1 | LOAD
2156110162 | AEP | MURCH | 69 KV | COCACOLA | LOAD
2156110161 | AEP | MURCH | 69 KV | LOAD | LOAD
1775813077 | AEP | MURRAYIM | 69 KV | T1 | LOAD
2156112009 | AEP | MUSEVILL | 34.5 KV | MAPLEWSP | GEN
2156110470 | AEP | MUSKING2 | 138 KV | 11LD | LOAD
2156110471 | AEP | MUSKING2 | 138 KV | 12LD | LOAD
32412061 | AEP | MUSKING2 | 138 KV | GLOBEMET | LOAD
123900941 | AEP | MUSKING2 | 138 KV | SROKEBY | LOAD
2156113096 | AEP | MUSKRAT | 69 KV | DOME | LOAD
32412063 | AEP | MWBLOOMF | 138 KV | T1 | LOAD
32412065 | AEP | MWROCKPO | 138 KV | T1 | LOAD
32412067 | AEP | NAGELAEP | 138 KV | T7 | LOAD
35084667 | AEP | NAGELAEP | 500 KV |  | EHV
2156112755 | AEP | NANCYCRK | 69 KV | T1 | LOAD
1666104452 | AEP | NANTWERP | 69 KV | EANWERP | LOAD
1107281685 | AEP | NATRIUM2 | 138 KV | DOMENRGY | LOAD
93353445 | AEP | NATRIUM2 | 69 KV | LD1 | LOAD
1369001564 | AEP | NATRIUM2 | 69 KV | MOBAY1 | LOAD
1369001565 | AEP | NATRIUM2 | 69 KV | MOBAY2 | LOAD
1369001566 | AEP | NATRIUM2 | 69 KV | PPG | LOAD
2156110478 | AEP | NAUVOORI | 138 KV | XCL1 | LOAD
2156110477 | AEP | NAUVOORI | 138 KV | XCL2 | LOAD
2156111813 | AEP | NBALTSW | 69 KV | SUGARCR | LOAD
32412073 | AEP | NBECKLEY | 138 KV | T1 | LOAD
32412075 | AEP | NBECKLEY | 138 KV | T2 | LOAD
1356153150 | AEP | NBELLVIL | 69 KV | T1 | LOAD
32412079 | AEP | NBLACKSB | 138 KV | T2 | LOAD
1666104475 | AEP | NBLUFFTO | 69 KV | T1 | LOAD
1666104442 | AEP | NCECIL | 69 KV | CECIL | LOAD
32412081 | AEP | NCLAYTOR | 138 KV | T3 | LOAD
1666104441 | AEP | NCOLUMBG | 69 KV | COLUMBUS | LOAD
1132285137 | AEP | NCOSHOCT | 69 KV | COSH | LOAD
2156114906 | AEP | NCOSHOCT | 69 KV | T3 | LOAD
32412083 | AEP | NCROWNCI | 138 KV | T1 | LOAD
2156110167 | AEP | NECANTON | 138 KV | T3 | LOAD
2156112667 | AEP | NECANTON | 69 KV | DIAMONDS | LOAD
2156112874 | AEP | NECANTON | 69 KV | EASTONS | LOAD
2156108996 | AEP | NEFFS | 69 KV | T1 | LOAD
2156109912 | AEP | NEFFS | 69 KV | T2 | LOAD
40243249 | AEP | NEGLEY | 138 KV | T1 LOAD | LOAD
2156113709 | AEP | NENDFOST | 69 KV | BENDIX | LOAD
2156113597 | AEP | NENDFOST | 69 KV | T1 | LOAD
2156113721 | AEP | NENDFOST | 69 KV | T2 | LOAD
2156113239 | AEP | NEWARKCE | 69 KV | BLUEJAY | LOAD
2156113419 | AEP | NEWARKCE | 69 KV | FLINTRID | LOAD
2155501922 | AEP | NEWBERY | 138 KV | PROTEC1 | LOAD
32412093 | AEP | NEWBUFFA | 69 KV | T1 | LOAD
32412095 | AEP | NEWBUFFA | 69 KV | T2 | LOAD
1666103218 | AEP | NEWCARLI | 138 KV | T3 | LOAD
1666103985 | AEP | NEWCOMER | 138 KV | T3 | LOAD
1207065429 | AEP | NEWCOMER | 69 KV | LOAD1 | LOAD
32412107 | AEP | NEWHOPE2 | 138 KV | T1 | LOAD
32412109 | AEP | NEWHOPE2 | 138 KV | T2 | LOAD
1097733565 | AEP | NEWLIBER | 138 KV | EDGEWDSP | GEN
32412111 | AEP | NEWLIBER | 138 KV | T1 | LOAD
32412115 | AEP | NEWLIBER | 138 KV | T3 | LOAD
48934007 | AEP | NEWLIBER | 138 KV | T4 | LOAD
32412117 | AEP | NEWLONDO | 138 KV | T1 | LOAD
1348254763 | AEP | NEWMARK2 | 138 KV | NEWMARK | LOAD
2156109027 | AEP | NEWPHILA | 69 KV | T3 | LOAD
2156109026 | AEP | NEWPHILA | 69 KV | T4 | LOAD
2156108959 | AEP | NEWPRT | 69 KV | T1 | LOAD
32412121 | AEP | NFAIRFIE | 138 KV | T1T2 | LOAD
32412123 | AEP | NFINDLAY | 138 KV | T1 | LOAD
32412125 | AEP | NFINDLAY | 138 KV | T2 | LOAD
2156113993 | AEP | NFINDLCR | 138 KV | NFINDLY1 | LOAD
2156112246 | AEP | NFREDRIC | 69 KV | LOAD1 | LOAD
2156111752 | AEP | NFREMONT | 69 KV | CROWN | LOAD
2156111767 | AEP | NFREMONT | 69 KV | T1 | LOAD
61482311 | AEP | NHAVERHI | 13 KV | SCOKEG1 | GEN
32412127 | AEP | NHAVERHI | 69 KV | ARISTEC1 | LOAD
32412129 | AEP | NHAVERHI | 69 KV | ARISTEC2 | LOAD
61482249 | AEP | NHAVERHI | 69 KV | SUN COKE | LOAD
1666104448 | AEP | NHICKSVI | 69 KV | COOP | LOAD
1666104445 | AEP | NHICKSVI | 69 KV | T1 | LOAD
1666104449 | AEP | NHICKSVI | 69 KV | T2 | LOAD
2156109012 | AEP | NHOPEDAL | 69 KV | HARRISON | LOAD
32412131 | AEP | NIAGARA2 | 12 KV | LOAD | LOAD
32418493 | AEP | NIAGARA2 | 2 KV | NI1 | GEN
32418495 | AEP | NIAGARA2 | 2 KV | NI2 | GEN
32412135 | AEP | NICKERSO | 138 KV | T1 | LOAD
32412137 | AEP | NILESIM | 69 KV | T1 | LOAD
32412139 | AEP | NILESIM | 69 KV | T2 | LOAD
2156110818 | AEP | NITRO | 69 KV | LOAD | LOAD
1666104444 | AEP | NKALIDA | 69 KV | KALIDA | LOAD
1666104467 | AEP | NLEIPSSW | 69 KV | NLEIPSIC | LOAD
32412141 | AEP | NLEXINGT | 138 KV | T1 | LOAD
2156113701 | AEP | NLIBERSW | 69 KV | JELLOWAY | LOAD
1666104481 | AEP | NMIDDLEP | 69 KV | T1 | LOAD
2156113205 | AEP | NMTVERNO | 69 KV | T1 | LOAD
32412143 | AEP | NMUSKING | 138 KV | T1 | LOAD
1348254774 | AEP | NNEWARK | 138 KV | T5 | LOAD
2156113241 | AEP | NNEWARK | 69 KV | EASTNEWK | LOAD
2156113232 | AEP | NNEWARK | 69 KV | T4A | LOAD
2156113304 | AEP | NNEWARK | 69 KV | WELSH | LOAD
1666103464 | AEP | NOBLE | 69 KV | T1 | LOAD
34509209 | AEP | NORTH PROCTORVILLE | 765 KV |  | EHV
32412151 | AEP | NORTHLAN | 138 KV | T1 | LOAD
61482251 | AEP | NORTHLAN | 138 KV | T2 | LOAD
32412153 | AEP | NOTREDAM | 138 KV | T1 | LOAD
32412155 | AEP | NOTREDAM | 138 KV | T2 | LOAD
32412157 | AEP | NPOINTE | 138 KV | T1 | LOAD
2156113302 | AEP | NPORTLAN | 69 KV | T2 | LOAD
2156113225 | AEP | NPORTLAN | 69 KV | T3 | LOAD
2156113718 | AEP | NPORTSMO | 69 KV | OERTELS | LOAD
1356153176 | AEP | NPROCTO2 | 138 KV | T3 | LOAD
1666104488 | AEP | NSPENCER | 69 KV | T1 | LOAD
32412161 | AEP | NSTRASBU | 138 KV | T1 | LOAD
2156115640 | AEP | NUPPERSA | 69 KV | T1 | LOAD
2156116001 | AEP | NUPPERSA | 69 KV | T2 | LOAD
1369000718 | AEP | NUTTALL | 138 KV | T1 | LOAD
1869195205 | AEP | NUTTALL | 69 KV | SUMMHYD | GEN
1666104495 | AEP | NVANWERT | 69 KV | VAN | LOAD
1305121728 | AEP | NWALDO | 69 KV | T2 | LOAD
2156110173 | AEP | NWASHNTN | 69 KV | LOAD | LOAD
32412165 | AEP | NWELLSVL | 69 KV | T1 | LOAD
2156110179 | AEP | NWILLARD | 69 KV | LOAD | LOAD
2156115428 | AEP | NWINTERS | 69 KV | TWORIDGE | LOAD
32412167 | AEP | NWLIMA | 138 KV | T1 | LOAD
1666104012 | AEP | NWOODCOC | 34 KV | MORRICAL | LOAD
32412171 | AEP | NZANESVI | 138 KV | T1 | LOAD
32412173 | AEP | OAKHILL | 69 KV | T1 | LOAD
32412175 | AEP | OAKLEVEL | 138 KV | T1 | LOAD
2156112835 | AEP | OAKWOODR | 69 KV | T1 | LOAD
38367849 | AEP | OBETZ | 138 KV | XT1 | LOAD
2156115952 | AEP | OGGSTREE | 69 KV | LOAD1 | LOAD
2156115662 | AEP | OGGSTREE | 69 KV | LOAD2 | LOAD
2156116011 | AEP | OGGSTREE | 69 KV | LOAD3 | LOAD
1132285189 | AEP | OHIOCENT | 69 KV | LOAD | LOAD
2156112482 | AEP | OHIOOIL | 69 KV | MOBILE | LOAD
2156112478 | AEP | OHIOOIL | 69 KV | T1 | LOAD
1348264657 | AEP | OLIVE | 12 KV | OLIVESP | GEN
1348254187 | AEP | OLIVE | 12 KV | T4 | LOAD
1356152569 | AEP | OLIVE | 138 KV | T5 | LOAD
2156110456 | AEP | OLIVE | 69 KV | NWCRNIPS | LOAD
32412187 | AEP | OLIVEHIL | 69 KV | T1 | LOAD
32412189 | AEP | OLIVEHIL | 69 KV | T2 | LOAD
1338421080 | AEP | OLIVERPL | 138 KV | T1 | LOAD
2156112747 | AEP | ONEIDASW | 69 KV | COLFOR | LOAD
32412191 | AEP | ONTWA | 138 KV | T1T2 | LOAD
2156109179 | AEP | OPOSSUMC | 13.8 KV | SC1 | GEN
2156109178 | AEP | OPOSSUMC | 13.8 KV | SC2 | GEN
2156114567 | AEP | ORAORA | 34.5 KV | ORAORASP | GEN
32412195 | AEP | ORDNANCE | 138 KV | T1 | LOAD
32412197 | AEP | ORDNANCE | 138 KV | T2 | LOAD
32412199 | AEP | ORDNANCE | 138 KV | T3 | LOAD
32412201 | AEP | OREBANK | 138 KV | T1 | LOAD
32412203 | AEP | OREBANK | 138 KV | T2 | LOAD
2156109901 | AEP | ORONOKO | 69 KV | LOAD1 | LOAD
32412207 | AEP | ORTIN | 138 KV | T1 | LOAD
2156113065 | AEP | OSBORNE | 69 KV | T1 | LOAD
32412209 | AEP | OSOLO | 138 KV | T2 | LOAD
32412211 | AEP | OSOLO | 138 KV | T3 | LOAD
32412213 | AEP | OSOLO | 34 KV | EXCELTAP | LOAD
1775813113 | AEP | OSSIAN | 69 KV | T1 | LOAD
32412215 | AEP | OSU | 138 KV | T1 | LOAD
32412217 | AEP | OSU | 138 KV | T2 | LOAD
51519917 | AEP | OSU | 138 KV | T3 | LOAD
1067161378 | AEP | OSU | 138 KV | T4 | LOAD
61482253 | AEP | OTTER | 138 KV | LOAD1 | LOAD
1666104484 | AEP | OTTOVILL | 69 KV | T1 | LOAD
1666104485 | AEP | OTTOVILL | 69 KV | T2 | LOAD
98369933 | AEP | OUTERBEL | 138 KV | METAL | LOAD
2156113471 | AEP | OWENSCOR | 69 KV | T1 | LOAD
2156113201 | AEP | OWENSCOR | 69 KV | T2 | LOAD
2156113195 | AEP | OWENSCOR | 69 KV | T3 | LOAD
2156113210 | AEP | OWENSCOR | 69 KV | T4 | LOAD
2156112791 | AEP | OWENSDRI | 69 KV | T1 | LOAD
32412219 | AEP | OXYGENPL | 138 KV | T1 | LOAD
40243251 | AEP | PACKARD2 | 138 KV | T1 LOAD | LOAD
32412221 | AEP | PADFORK | 138 KV | T1 | LOAD
2156113679 | AEP | PALMYRSW | 69 KV | PALMYRA | LOAD
1248984091 | AEP | PANDARD | 138 KV | CARROLL | LOAD
1666104476 | AEP | PANDORA | 69 KV | T1 | LOAD
32412225 | AEP | PANHANDL | 69 KV | T1 | LOAD
32412227 | AEP | PARKHILL | 138 KV | T1 | LOAD
2156112900 | AEP | PARSONSA | 138 KV | T1 | LOAD
2156112676 | AEP | PARSONSA | 138 KV | T4 | LOAD
32412229 | AEP | PATRIOT | 138 KV | T1 | LOAD
98369935 | AEP | PATRIOTC | 138 KV | T1 | LOAD
1666104451 | AEP | PAULDING | 69 KV | T1 | LOAD
2156109449 | AEP | PAULDNG3 | 34.5 KV | PAUL3WF | GEN
2156109450 | AEP | PAULDNG3 | 34.5 KV | PAUL41WF | GEN
2156109451 | AEP | PAULDNG4 | 34.5 KV | PAUL42WF | GEN
2156113433 | AEP | PAYNE | 34.5 KV | TIMBERSP | GEN
1666104504 | AEP | PAYNE | 69 KV | T1 | LOAD
2156110337 | AEP | PEAKCREE | 138 KV | PULSKISP | GEN
32412231 | AEP | PEAKCREE | 138 KV | T1 | LOAD
32412233 | AEP | PEAKCREE | 138 KV | T2 | LOAD
2156111859 | AEP | PEAKLAND | 69 KV | T1 | LOAD
1218905363 | AEP | PEAKSVIE | 34 KV | LOAD1 | LOAD
1439645859 | AEP | PEDRO | 69 KV | SUPERIOR | LOAD
2156112694 | AEP | PEKIN | 69 KV | T2 | LOAD
32412237 | AEP | PEMBERT2 | 138 KV | T1 | LOAD
32412239 | AEP | PENHOOK | 138 KV | T1 | LOAD
32412241 | AEP | PENNVILL | 138 KV | T3 | LOAD
2156111883 | AEP | PERCH | 138 KV | T1 | LOAD
2156111891 | AEP | PERKINSP | 69 KV | T1 | LOAD
2156115860 | AEP | PERMAC | 69 KV | CNXGAS | LOAD
1305122043 | AEP | PETERSBG | 69 KV | PETECOOP | LOAD
32412243 | AEP | PETERSCS | 69 KV | T1 | LOAD
32412245 | AEP | PETERSMO | 138 KV | T1 | LOAD
1388602895 | AEP | PETTIT2 | 69 KV | T1 | LOAD
1248984099 | AEP | PEVLER | 69 KV | PEVLMINE | LOAD
1666103462 | AEP | PHILIPS | 69 KV | PHIL | LOAD
32416457 | AEP | PHILPOTT | 138 KV | LOAD | LOAD
34886933 | AEP | PHILPOTT | 138 KV | UNITS1-3 | GEN
2156114309 | AEP | PHOENIXT | 69 KV | PHOENXRD | LOAD
32412247 | AEP | PICKERI2 | 138 KV | T1 | LOAD
1132285230 | AEP | PIERPON2 | 138 KV | MABEN | LOAD
32412249 | AEP | PIGEONCR | 138 KV | T1 | LOAD
32412251 | AEP | PIGEONCR | 138 KV | T2 | LOAD
32412253 | AEP | PIGEONRI | 69 KV | T1 | LOAD
1084383446 | AEP | PIKEVILL | 69 KV | T1-LOAD | LOAD
32412255 | AEP | PINECREE | 138 KV | T1 | LOAD
2156109329 | AEP | PINERIGE | 69 KV | T1 | LOAD
32412257 | AEP | PINEROAD | 138 KV | T1 | LOAD
2156113594 | AEP | PINHOOKS | 69 KV | STMARYSC | LOAD
32412261 | AEP | PINNACLE | 138 KV | T1A | LOAD
32412263 | AEP | PINNACLE | 138 KV | T1B | LOAD
112586013 | AEP | PIPECREE | 138 KV | T1 | LOAD
32412265 | AEP | PIPERSGA | 138 KV | T1 | LOAD
32412267 | AEP | PIPERSGA | 138 KV | T2 | LOAD
2156113295 | AEP | PITTSBRG | 69 KV | T1 | LOAD
2156113310 | AEP | PITTSBRG | 69 KV | T2 | LOAD
32412271 | AEP | PITTSPLA | 138 KV | T1 | LOAD
32412273 | AEP | PITTSPLA | 138 KV | T2 | LOAD
2156110816 | AEP | PLANTRD | 69 KV | LOAD | LOAD
2156108977 | AEP | PLEASCTY | 69 KV | T1 | LOAD
1775813076 | AEP | PLEASNIM | 69 KV | T1 | LOAD
2156110844 | AEP | PLEASNTS | 69 KV | T1 | LOAD
2156110845 | AEP | PLEASNTS | 69 KV | T2 | LOAD
32412275 | AEP | POAGESMI | 138 KV | T1 | LOAD
1123171288 | AEP | POINTLIC | 138 KV | PATRIOT | LOAD
2156115479 | AEP | POINTPLE | 69 KV | T1 | LOAD
32412277 | AEP | POKAGON | 69 KV | BARRETTP | LOAD
32412279 | AEP | POKAGON | 69 KV | T3 | LOAD
32412281 | AEP | POLARIS | 138 KV | T1 | LOAD
40243239 | AEP | POLARIS | 138 KV | T2 | LOAD
1356153203 | AEP | POLARIS | 138 KV | T3 | LOAD
98369937 | AEP | POLEYARD | 138 KV | POLEYARD | LOAD
1248984100 | AEP | POLO | 138 KV | POLO_LD | LOAD
1067161416 | AEP | POLYMER | 138 KV | ARMSTRNG | LOAD
2156110168 | AEP | POLYMER | 138 KV | T1 | LOAD
32412283 | AEP | POPLARFO | 138 KV | T1 | LOAD
5021476 | AEP | PORTERFI | 138 KV | T1 | LOAD
1356152716 | AEP | PORTLND2 | 69 KV | T1 | LOAD
1356152717 | AEP | PORTLND2 | 69 KV | T2 | LOAD
2156113769 | AEP | POTH | 138 KV | T1 | LOAD
2156113777 | AEP | POTH | 138 KV | T2 | LOAD
2156113015 | AEP | POUND | 69 KV | T1 | LOAD
2156113074 | AEP | POUND | 69 KV | T2 | LOAD
32412289 | AEP | POWELSON | 138 KV | T1 | LOAD
1666104499 | AEP | PPANTWER | 69 KV | T1 | LOAD
32412291 | AEP | PPBASELN | 138 KV | T1 | LOAD
32412295 | AEP | PRESTONS | 46 KV | T1 | LOAD
1775813087 | AEP | PRICEIM | 69 KV | T1 | LOAD
2156115915 | AEP | PRICEIM | 69 KV | T2 | LOAD
2156113368 | AEP | PRICESFO | 69 KV | MOBILE | LOAD
2156113279 | AEP | PRICESFO | 69 KV | T1 | LOAD
2156113463 | AEP | PRICESFO | 69 KV | T2 | LOAD
32412297 | AEP | PRINCE | 69 KV | T1 | LOAD
32412299 | AEP | PRINCESS | 69 KV | T1 | LOAD
2156108950 | AEP | PRINCESS | 69 KV | T2 | LOAD
63381273 | AEP | PROGRESS | 138 KV | T1 | LOAD
65732129 | AEP | PROGRESS | 138 KV | XT2 LOAD | LOAD
32412301 | AEP | PROMWAY | 138 KV | T1 | LOAD
32412303 | AEP | PROMWAY | 138 KV | T2 | LOAD
1666103444 | AEP | PROSSER | 69 KV | MILLEN | LOAD
1379268210 | AEP | PRST AEP | 345 KV | UN1 A | GEN
1379268211 | AEP | PRST AEP | 345 KV | UN2 A | GEN
71856741 | AEP | PSEGGLOB | 18 KV | 6 | GEN
71856743 | AEP | PSEGGLOB | 18 KV | 7 | GEN
71856745 | AEP | PSEGGLOB | 18 KV | 8 | GEN
71856747 | AEP | PSEGGLOB | 22 KV | 5 | GEN
2156115370 | AEP | PUMPKIN | 69 KV | T1 | LOAD
2156115433 | AEP | PUMPKIN | 69 KV | T2 | LOAD
2156114339 | AEP | PURSESSW | 69 KV | KIMBLE | LOAD
1348253928 | AEP | PUTNAMVI | 69 KV | T1 | LOAD
1218905952 | AEP | PXBRANCH | 138 KV | T1 | LOAD
1218905951 | AEP | PXBRANCH | 138 KV | T2 | LOAD
2156109561 | AEP | QUINNAEP | 69 KV | T1 | LOAD
1869179350 | AEP | QUINWOOD | 69 KV | LEIVASY | LOAD
2155501898 | AEP | QUINWOOD | 69 KV | T3 | LOAD
40243261 | AEP | RABER | 138 KV | T1 LOAD | LOAD
2156110163 | AEP | RACCOON | 138 KV | T1 | LOAD
32412309 | AEP | RACELAND | 69 KV | T1 | LOAD
32418503 | AEP | RACINE | 8 KV | RA1 | GEN
32418505 | AEP | RACINE | 8 KV | RA2 | GEN
32412311 | AEP | RAGLAND | 138 KV | T1 | LOAD
2156109017 | AEP | RAIDERSW | 69 KV | MARATHON | LOAD
2156114134 | AEP | RALEIGHC | 138 KV | T1 | LOAD
112586015 | AEP | RAMEY | 138 KV | T1 | LOAD
1775812890 | AEP | RANDOLPH | 12 KV | TR1 | LOAD
32412315 | AEP | RANDOLPH | 138 KV | T2 | LOAD
2156113093 | AEP | RANDOLPH | 138 KV | T4 | LOAD
2156115922 | AEP | RANGELNE | 69 KV | T1 | LOAD
2156108964 | AEP | RANNELL | 69 KV | CUMBERLD | LOAD
32412317 | AEP | RAVEN | 69 KV | T1 | LOAD
32412319 | AEP | RAVENSWO | 69 KV | T1 | LOAD
2156111830 | AEP | RAY | 69 KV | T1 | LOAD
2156111828 | AEP | RAY | 69 KV | T2 | LOAD
2156108972 | AEP | REAVER | 138 KV | T4 | LOAD
2156111013 | AEP | REDEYE | 34.5 KV | BEDFRFSP | GEN
38367925 | AEP | REDHILL | 115 KV | REDH_AEP | LOAD
32412323 | AEP | REDWARRI | 138 KV | T1 | LOAD
1388602470 | AEP | REDWOOD | 138 KV | T1 | LOAD
32412325 | AEP | REED | 138 KV | T1 | LOAD
2156115821 | AEP | REED | 138 KV | T2 | LOAD
2156115857 | AEP | REED | 138 KV | T3 | LOAD
32412327 | AEP | REEDURBA | 138 KV | T1 | LOAD
32412329 | AEP | REEDURBA | 138 KV | T2 | LOAD
2156113079 | AEP | REEDY | 69 KV | T1 | LOAD
1666102636 | AEP | REEDYCRE | 69 KV | T2 | LOAD
106856775 | AEP | REFORM | 138 KV | REFORM1 | LOAD
106856777 | AEP | REFORM | 138 KV | REFORM2 | LOAD
5021489 | AEP | RENO | 138 KV | T1 | LOAD
32412333 | AEP | RENSFORD | 138 KV | T1 | LOAD
32412335 | AEP | REPUBLIC | 138 KV | T1 | LOAD
32412337 | AEP | REPUBLIC | 138 KV | T2 | LOAD
32412339 | AEP | REPUBLIC | 138 KV | T3 | LOAD
2156111807 | AEP | REUSENS | 138 KV | T7 | LOAD
32412345 | AEP | REUSENS | 34 KV | BLACKWAT | LOAD
32412347 | AEP | REUSENS | 34 KV | GLAMORGA | LOAD
32418507 | AEP | REUSENS | 4 KV | RE1 | GEN
32418509 | AEP | REUSENS | 4 KV | RE2 | GEN
32418511 | AEP | REUSENS | 4 KV | RE3 | GEN
32418513 | AEP | REUSENS | 4 KV | RE4 | GEN
32418515 | AEP | REUSENS | 4 KV | RE5 | GEN
2041957372 | AEP | REUSENS | 4 KV | SS | LOAD
2156109024 | AEP | REXFRDSW | 69 KV | SUNOCO | LOAD
1388629305 | AEP | REYNOLD2 | 765 KV |  | EHV
2041958087 | AEP | RICHACRE | 69 KV | T1 | LOAD
1123171334 | AEP | RICHLAND | 69 KV | LOAD | LOAD
2156112416 | AEP | RICHLREM | 69 KV | RICHLNDS | LOAD
32412355 | AEP | RICHMOND | 69 KV | T1 | LOAD
32419337 | AEP | RICHMOPK | 69 KV | 21R1 | GEN
32419339 | AEP | RICHMOPK | 69 KV | 21R2 | GEN
36181277 | AEP | RICHMOPK | 69 KV | GENDUMMY | GEN
1218905940 | AEP | RICKERMA | 138 KV | LOAD | LOAD
2156110484 | AEP | RIDGELY | 138 KV | T1 | LOAD
32412357 | AEP | RIDGEWAY | 138 KV | T1 | LOAD
1869179349 | AEP | RIGGS | 138 KV | T1 | LOAD
32412365 | AEP | RIO | 138 KV | T1 | LOAD
1666104063 | AEP | RIO | 138 KV | T2 | LOAD
32412367 | AEP | RIPLEY | 69 KV | T1 | LOAD
32412369 | AEP | RIPLEY | 69 KV | T2 | LOAD
2156110825 | AEP | RIPPLE | 69 KV | T1 | LOAD
1552831317 | AEP | RISNGSUN | 138 KV | NCEC | LOAD
2156111862 | AEP | RIVERMNT | 69 KV | T1 | LOAD
2156110149 | AEP | RIVERPRT | 138 KV | AIRPD1 | LOAD
2156110148 | AEP | RIVERPRT | 138 KV | AIRPD2 | LOAD
2156115007 | AEP | RIVERSAP | 69 KV | TWPKN | LOAD
32412371 | AEP | RIVERSIM | 138 KV | T1 | LOAD
32412375 | AEP | RIVERSIM | 138 KV | T7 | LOAD
2156114450 | AEP | RIVERST3 | 34.5 KV | RIVER2SP | GEN
2156114381 | AEP | RIVERST3 | 34.5 KV | RIVER3SP | GEN
2156114454 | AEP | RIVERST3 | 34.5 KV | SST-1 | LOAD
2156114325 | AEP | RIVERST3 | 34.5 KV | SST-2 | LOAD
2156111785 | AEP | RIVERSTA | 34.5 KV | RIVERSSP | GEN
5021497 | AEP | RIVERVIE | 138 KV | T1 | LOAD
5021498 | AEP | RIVERVIE | 138 KV | T2 | LOAD
32412377 | AEP | RIVERVIL | 138 KV | T1 | LOAD
32412379 | AEP | RIVERVIL | 138 KV | T2 | LOAD
32412381 | AEP | RIVERVIL | 138 KV | T3 | LOAD
1218905965 | AEP | RIVERVW | 69 KV | T1 | LOAD
1218905966 | AEP | RIVERVW | 69 KV | T2 | LOAD
32412383 | AEP | ROANELST | 138 KV | T1 | LOAD
32412385 | AEP | ROANELST | 138 KV | T2 | LOAD
32412387 | AEP | ROANELST | 138 KV | T3 | LOAD
32412389 | AEP | ROANOKE | 138 KV | T2 | LOAD
32412393 | AEP | ROBERTS2 | 13 KV | T3 | LOAD
32412395 | AEP | ROBERTS2 | 13 KV | T4 | LOAD
2156114975 | AEP | ROBERTS2 | 138 KV | T1001 | LOAD
2156112913 | AEP | ROBERTSV | 69 KV | T1 | LOAD
1165471714 | AEP | ROBISONP | 138 KV | T3LOAD | LOAD
32412397 | AEP | ROBISONP | 138 KV | T6 | LOAD
32412401 | AEP | ROBISONP | 34 KV | PARNELL | LOAD
2156108966 | AEP | ROBYVILL | 69 KV | T1 | LOAD
2156108965 | AEP | ROBYVILL | 69 KV | T2 | LOAD
32412407 | AEP | ROCKCAST | 138 KV | T1 | LOAD
32412409 | AEP | ROCKCREE | 138 KV | T1 | LOAD
32412411 | AEP | ROCKHILL | 138 KV | T4 | LOAD
32412413 | AEP | ROCKHILL | 34 KV | BLUELICK | LOAD
32412415 | AEP | ROCKHILL | 34 KV | DANACORP | LOAD
32412417 | AEP | ROCKHILL | 34 KV | ELIZABET | LOAD
32412419 | AEP | ROCKHILL | 34 KV | JONESCTY | LOAD
32412421 | AEP | ROCKHILL | 34 KV | LOAD | LOAD
32412423 | AEP | ROCKHILL | 34 KV | MWELIDA | LOAD
32412425 | AEP | ROCKHILL | 34 KV | NEUBRECH | LOAD
32412427 | AEP | ROCKHILL | 34 KV | ROBBAVEN | LOAD
32412429 | AEP | ROCKHILL | 34 KV | WRIGHTEX | LOAD
67719569 | AEP | ROCKHOUS | 138 KV | REPUBLIC | LOAD
2156109763 | AEP | ROCKPOR2 | 26 KV | MISOM2M7 | GEN
40243837 | AEP | ROCKPOR2 | 26 KV | RP1 | GEN
40243839 | AEP | ROCKPOR2 | 26 KV | RP2 | GEN
32412431 | AEP | ROCKPOR2 | 34 KV | LOAD | LOAD
34509213 | AEP | ROCKPORT | 765 KV |  | EHV
2156114898 | AEP | ROCKSPRG | 69 KV | CAS | LOAD
2156115081 | AEP | ROCKSPRG | 69 KV | ROCKSPRI | LOAD
1123171378 | AEP | RODNEY | 138 KV | BUCKEYE | LOAD
32412435 | AEP | RONCEVER | 138 KV | T1T3T5 | LOAD
32416401 | AEP | ROOSEVEL | 13 KV | LOAD | LOAD
32412437 | AEP | ROSEHILL | 138 KV | T1 | LOAD
2156113559 | AEP | ROSEMOUN | 69 KV | T1 | LOAD
2156113668 | AEP | ROSEMOUN | 69 KV | T2 | LOAD
1348254841 | AEP | ROSS | 138 KV | TR1 | LOAD
1348254842 | AEP | ROSS | 138 KV | TR2 | LOAD
135388717 | AEP | ROTHERWD | 34.5 KV | T2 | LOAD
1666104473 | AEP | ROUSE | 138 KV | WASHNGTN | LOAD
32412449 | AEP | ROYERTON | 138 KV | T1 | LOAD
53048721 | AEP | ROZELLE | 138 KV | T1 | LOAD
32419345 | AEP | RPMONE | 18 KV | 1 | GEN
32419347 | AEP | RPMONE | 18 KV | 2 | GEN
32419349 | AEP | RPMONE | 18 KV | 3 | GEN
2156114389 | AEP | RUBYAEP | 69 KV | T1 | LOAD
2156113643 | AEP | RUHLMAN | 69 KV | T1 | LOAD
32412453 | AEP | RUMCREEK | 138 KV | T1 | LOAD
32412455 | AEP | RURALRET | 138 KV | T1 | LOAD
32412457 | AEP | RUSSEL | 69 KV | T1 | LOAD
32412459 | AEP | RUSTBURG | 138 KV | T1 | LOAD
32412461 | AEP | RUTH | 138 KV | T1 | LOAD
32412463 | AEP | RUTLAND | 138 KV | T1 | LOAD
1379257596 | AEP | RUTLAND | 138 KV | T2 | LOAD
2156113790 | AEP | RVCAPITA | 138 KV | T1 | LOAD
1388602471 | AEP | SABINGDN | 138 KV | T1 | LOAD
2156114914 | AEP | SABINGDN | 138 KV | T2 | LOAD
2156112243 | AEP | SALERNO | 138 KV | T1 | LOAD
32412465 | AEP | SALISBRY | 46 KV | T1 | LOAD
2156113328 | AEP | SALTCREE | 138 KV | HOLMCOOP | LOAD
1348255112 | AEP | SALTFORK | 69 KV | SALT | LOAD
32412473 | AEP | SALTVILL | 138 KV | T2 | LOAD
32412475 | AEP | SALTVILL | 138 KV | T5 | LOAD
2156112873 | AEP | SALTVILL | 34.5 KV | DISTLOAD | LOAD
2156112758 | AEP | SALTVILL | 69 KV | MOBILE | LOAD
2156114329 | AEP | SAMMISFE | 345 KV | CR3_AEP | LOAD
2156114382 | AEP | SAMMISFE | 345 KV | CR5_AEP | LOAD
2156108978 | AEP | SAMSTERD | 69 KV | AMSTERDM | LOAD
2156109182 | AEP | SANDERSO | 13.8 KV | SAN1 | GEN
2156109180 | AEP | SANDERSO | 13.8 KV | SAN2 | GEN
2156109181 | AEP | SANDERSO | 13.8 KV | SAN3 | GEN
1084384000 | AEP | SANDERSO | 138 KV | WEBSTER | LOAD
32416403 | AEP | SANDERSO | 34 KV | DUMMYTIE | LOAD
2156112625 | AEP | SANDYVAL | 69 KV | T1 | LOAD
2156115392 | AEP | SAPPHISW | 138 KV | NUCOR | LOAD
2156110156 | AEP | SARDINIA | 138 KV | T1 | LOAD
93353447 | AEP | SATURN | 138 KV | INDIANCR | LOAD
1218905503 | AEP | SATURN | 138 KV | XFR1 | LOAD
76427723 | AEP | SAUKTR | 138 KV | TR1 | LOAD
2156112757 | AEP | SAVANNAH | 69 KV | T1 | LOAD
2156112969 | AEP | SAVANNAH | 69 KV | T3 | LOAD
2156112707 | AEP | SAVANNAH | 69 KV | T4 | LOAD
32412477 | AEP | SAWMILL | 138 KV | T1 | LOAD
32412479 | AEP | SAWMILL | 138 KV | T2 | LOAD
32412481 | AEP | SAWMILL | 138 KV | T3 | LOAD
67719571 | AEP | SAWMILL | 138 KV | T4 | LOAD
32412483 | AEP | SBALTIMO | 138 KV | T1 | LOAD
2156108963 | AEP | SBELMONT | 69 KV | SBELMONT | LOAD
1338420981 | AEP | SBENDAEP | 138 KV | T4 | LOAD
2155501912 | AEP | SBENDAEP | 34 KV | T5 | LOAD
2156111843 | AEP | SBENTON | 69 KV | T1 | LOAD
1775813078 | AEP | SBERNE | 69 KV | T1 | LOAD
32412487 | AEP | SBLOOMIN | 138 KV | T1 | LOAD
32412489 | AEP | SBLUEFIE | 138 KV | T1 | LOAD
83734347 | AEP | SBUFFALO | 12 KV | T1 | LOAD
83734349 | AEP | SBUFFALO | 12 KV | T2 | LOAD
83734343 | AEP | SBUFFALO | 34.5 KV | T3 | LOAD
83734345 | AEP | SBUFFALO | 34.5 KV | T4 | LOAD
32412497 | AEP | SBUTLER | 345 KV | T1 | LOAD
32412499 | AEP | SBUTLER | 345 KV | T2 | LOAD
32412501 | AEP | SBUTLER | 345 KV | T3 | LOAD
1207065657 | AEP | SCADIZ | 69 KV | LOAD1 | LOAD
32412505 | AEP | SCALCUTT | 69 KV | CALCUTTA | LOAD
2156109325 | AEP | SCAMBRID | 69 KV | T1 | LOAD
2156109324 | AEP | SCAMBRID | 69 KV | T2 | LOAD
2156109326 | AEP | SCAMBRID | 69 KV | T3 | LOAD
32412507 | AEP | SCANTON2 | 138 KV | T2 | LOAD
1305121809 | AEP | SCANTON2 | 34 KV | LAVG | LOAD
1666104443 | AEP | SCECIL | 69 KV | PORTLAND | LOAD
32412509 | AEP | SCENTRAL | 138 KV | T1 | LOAD
2156112803 | AEP | SCENTRAL | 138 KV | T2 | LOAD
2156112796 | AEP | SCENTRAL | 138 KV | T3 | LOAD
2156114982 | AEP | SCHERERS | 138 KV | T1 | LOAD
2156108974 | AEP | SCHOENBR | 69 KV | T1 | LOAD
1107281938 | AEP | SCHOOLCR | 69 KV | LOAD | LOAD
32412515 | AEP | SCHRISTI | 138 KV | T2 | LOAD
2156109025 | AEP | SCIO | 69 KV | T1 | LOAD
32412517 | AEP | SCIOTOTR | 138 KV | T2 | LOAD
32412521 | AEP | SCIOTOVI | 69 KV | T1 | LOAD
2156115355 | AEP | SCOSHOCT | 138 KV | MOBOP112 | LOAD
32412527 | AEP | SCOSHOCT | 138 KV | T1 | LOAD
1132285388 | AEP | SCOSHOCT | 138 KV | T4 | LOAD
1132285386 | AEP | SCOSHOCT | 69 KV | LOAD | LOAD
2156115444 | AEP | SCOSHOCT | 69 KV | T3 | LOAD
47012221 | AEP | SCOTTOWN | 138 KV | T-1 | LOAD
32412533 | AEP | SCOTTSVI | 138 KV | T1T2 | LOAD
32412535 | AEP | SCOTTSVI | 138 KV | T5 | LOAD
1348254870 | AEP | SCUMBERL | 34 KV | CALDWELL | LOAD
1207065676 | AEP | SCUMBERL | 69 KV | LOAD1 | LOAD
1775813111 | AEP | SDECATUR | 69 KV | T1 | LOAD
1775813112 | AEP | SDECATUR | 69 KV | T2 | LOAD
1666104487 | AEP | SDELPHOS | 69 KV | T1 | LOAD
32412545 | AEP | SEAMAN | 69 KV | T1 | LOAD
1775813081 | AEP | SEILER | 69 KV | SEILER | LOAD
32412547 | AEP | SELMAPAR | 138 KV | T1 | LOAD
32412551 | AEP | SELWOOD | 138 KV | T2 | LOAD
32412553 | AEP | SEVENTHS | 69 KV | T1 | LOAD
32412555 | AEP | SEVENTHS | 69 KV | T2 | LOAD
2156114927 | AEP | SEWAGEPL | 34.5 KV | T1 | LOAD
135388719 | AEP | SEWAGEPL | 34.5 KV | T2 | LOAD
98369939 | AEP | SHACKMIL | 138 KV | CONSOLCO | LOAD
32412557 | AEP | SHAMROCK | 69 KV | ENGLE | LOAD
32412559 | AEP | SHAMROCK | 69 KV | T1 | LOAD
2156113448 | AEP | SHANKATK | 34.5 KV | BELLFLSP | GEN
2156113109 | AEP | SHANNON | 138 KV | OP113 | LOAD
32412561 | AEP | SHANNON | 138 KV | T1 | LOAD
1218905553 | AEP | SHANNON | 138 KV | TR2 | LOAD
1218905937 | AEP | SHANNON2 | 138 KV | SC_COOP | LOAD
1218905936 | AEP | SHANNON2 | 138 KV | T1 | LOAD
32412563 | AEP | SHARPLES | 138 KV | DTCC | LOAD
32412567 | AEP | SHAWNEER | 138 KV | T1 | LOAD
1666104126 | AEP | SHAWNEER | 34 KV | XF2 | LOAD
32412571 | AEP | SHAWSVIL | 138 KV | T1 | LOAD
32412573 | AEP | SHEFFIEL | 138 KV | T1 | LOAD
34511941 | AEP | SHELBYOP | 138 KV | GENDUMMY | GEN
32412575 | AEP | SHELBYOP | 138 KV | T1 | LOAD
1132285414 | AEP | SHELBYOP | 138 KV | T2 | LOAD
5021517 | AEP | SHELL | 138 KV | T1 | LOAD
5021518 | AEP | SHELL | 138 KV | T2 | LOAD
32412577 | AEP | SHELLOIL | 138 KV | T1 | LOAD
32412579 | AEP | SHELLOIL | 138 KV | T2 | LOAD
2156108968 | AEP | SHEPHERT | 69 KV | T1 | LOAD
2156109557 | AEP | SHERIDAN | 138 KV | T1 | LOAD
2156111899 | AEP | SHINNICK | 69 KV | T1 | LOAD
1439644388 | AEP | SHOALS | 138 KV | T1 | LOAD
32412583 | AEP | SHORTHIL | 138 KV | T1 | LOAD
32412585 | AEP | SHORTHIL | 138 KV | T2 | LOAD
1207066053 | AEP | SHREVE | 69 KV | LOAD1 | LOAD
1207066054 | AEP | SHREVE | 69 KV | LOAD2 | LOAD
1666104456 | AEP | SHRWOOD | 69 KV | T1 | LOAD
53048723 | AEP | SHUMATE | 138 KV | PROGRESS | LOAD
2156115417 | AEP | SIFFORD | 138 KV | RUBLE1A | LOAD
2156115440 | AEP | SIFFORD | 138 KV | RUBLE1B | LOAD
2156115390 | AEP | SIFFORD | 138 KV | RUBLE2A | LOAD
2156115377 | AEP | SIFFORD | 138 KV | RUBLE2B | LOAD
2155501913 | AEP | SILVERLK | 138 KV | T2 | LOAD
2155501914 | AEP | SILVERLK | 138 KV | T3 | LOAD
32412587 | AEP | SINKINGS | 138 KV | T1 | LOAD
2156113992 | AEP | SISSON | 138 KV | MOBILE | LOAD
32412589 | AEP | SISSON | 138 KV | T1 | LOAD
1379268208 | AEP | SJEC | 18 KV | CTG1A | GEN
1379268207 | AEP | SJEC | 18 KV | CTG1B | GEN
1379257060 | AEP | SJEC | 18 KV | SS1A | LOAD
1379257061 | AEP | SJEC | 18 KV | SS1B | LOAD
1379268209 | AEP | SJEC | 18 KV | STG | GEN
1218905572 | AEP | SKEGGSBR | 69 KV | LOADSS | LOAD
1218905573 | AEP | SKENTON | 69 KV | LOAD 1 | LOAD
32412597 | AEP | SKIMMER | 69 KV | T3 | LOAD
32412599 | AEP | SKINNERL | 138 KV | T1 | LOAD
1666104482 | AEP | SKOSSUTH | 69 KV | KOSSUTH | LOAD
32412601 | AEP | SLANCAST | 138 KV | T1 | LOAD
32412603 | AEP | SLANCAST | 138 KV | T2 | LOAD
32412605 | AEP | SLATE | 69 KV | T1 | LOAD
2156112732 | AEP | SLATE | 69 KV | T2 | LOAD
32412607 | AEP | SLUCASVI | 138 KV | T1 | LOAD
32412609 | AEP | SLYNCHBU | 138 KV | T2 | LOAD
32412611 | AEP | SLYNCHBU | 138 KV | T3 | LOAD
32412617 | AEP | SLYNCHBU | 34 KV | ELMSTREE | LOAD
32412619 | AEP | SLYNCHBU | 34 KV | GETAP | LOAD
32412615 | AEP | SLYNCHBU | 69 KV | LAWYERS | LOAD
2156112850 | AEP | SMALVERN | 69 KV | MALVERN | LOAD
32412621 | AEP | SMILLERS | 138 KV | T1 | LOAD
32412623 | AEP | SMITHERS | 46 KV | T1 | LOAD
40243841 | AEP | SMITHMOU | 13.8 KV | SM1 | GEN
40243843 | AEP | SMITHMOU | 13.8 KV | SM2 | GEN
40243845 | AEP | SMITHMOU | 13.8 KV | SM3 | GEN
40243847 | AEP | SMITHMOU | 13.8 KV | SM4 | GEN
40243849 | AEP | SMITHMOU | 13.8 KV | SM5 | GEN
32412625 | AEP | SMITHMOU | 138 KV | T6 | LOAD
2156111783 | AEP | SMORRAL | 69 KV | RIDGE | LOAD
2156111794 | AEP | SMORRAL | 69 KV | T1 | LOAD
32412627 | AEP | SMYTH | 138 KV | T1 | LOAD
32412629 | AEP | SMYTH | 138 KV | T2 | LOAD
2156114597 | AEP | SNAGFORK | 138 KV | BIGSANDY | LOAD
32412631 | AEP | SNEAL | 69 KV | T1 | LOAD
32412633 | AEP | SNEAL | 69 KV | T2 | LOAD
2156113713 | AEP | SNOWBERR | 69 KV | HARBISON | LOAD
1552844658 | AEP | SNTETPJM | 13.2 KV | UN1 | GEN
1552844657 | AEP | SNTETPJM | 13.2 KV | UN2 | GEN
2156114090 | AEP | SOAPSTON | 138 KV | T1 | LOAD
32412635 | AEP | SODUS | 138 KV | T1 | LOAD
93353449 | AEP | SOFTSHEL | 138 KV | T1 | LOAD
2156112105 | AEP | SOLIDA | 138 KV | T1 | LOAD
2041958117 | AEP | SOLITE | 69 KV | T1 | LOAD
1439645862 | AEP | SOLIVESW | 138 KV | SOLIVE | LOAD
2156108953 | AEP | SOMERTON | 69 KV | SOMERTON | LOAD
1369001029 | AEP | SORENSON | 138 KV | T4 | LOAD
1356178203 | AEP | SORENSON | 765 KV |  | EHV
32412639 | AEP | SOURWOOD | 138 KV | T1 | LOAD
2156113585 | AEP | SOUSHORE | 69 KV | T1 | LOAD
34509215 | AEP | SOUTH CANTON | 765 KV |  | EHV
32413151 | AEP | SOUTHERL | 69 KV | A | LOAD
1107282007 | AEP | SOUTHHAV | 69 KV | LOAD1 | LOAD
1107282008 | AEP | SOUTHHAV | 69 KV | LOAD2 | LOAD
1388602783 | AEP | SOUTHHAV | 69 KV | T4 | LOAD
123900943 | AEP | SOUTHRID | 138 KV | T-12KV | LOAD
2156109013 | AEP | SPARROW | 69 KV | MARKWEST | LOAD
2156112646 | AEP | SPARTASW | 69 KV | MARATHON | LOAD
32412643 | AEP | SPEEDWAY | 138 KV | T1 | LOAD
2156108983 | AEP | SPEIDEL | 69 KV | HANNACOL | LOAD
48934011 | AEP | SPENCERD | 138 KV | BUCKCOAL | LOAD
32412645 | AEP | SPICEWOO | 138 KV | T1 | LOAD
1084383671 | AEP | SPIKEVIL | 69 KV | T1-LOAD | LOAD
32412649 | AEP | SPOINT | 138 KV | T2 | LOAD
32412653 | AEP | SPOINT | 138 KV | T6 | LOAD
2156110833 | AEP | SPOINT | 34.5 KV | LOAD | LOAD
1356152189 | AEP | SPORNAEP | 13.2 KV | 4T | LOAD
1356152188 | AEP | SPORNAEP | 13.2 KV | BT | LOAD
2156109555 | AEP | SPORNAEP | 138 KV | 103 | LOAD
93353451 | AEP | SPORNAEP | 138 KV | CLINELD | LOAD
32412661 | AEP | SPRIGG | 138 KV | T1 | LOAD
32412663 | AEP | SPRIGG | 138 KV | T4 | LOAD
32412665 | AEP | SPRIGG | 138 KV | T5 | LOAD
32412667 | AEP | SPRINCET | 138 KV | T1 | LOAD
32412669 | AEP | SPRINCET | 138 KV | T2 | LOAD
32412671 | AEP | SPRINGCR | 138 KV | T1 | LOAD
32412673 | AEP | SPRINGCR | 138 KV | T2 | LOAD
98369915 | AEP | SPRNGRD1 | 138 KV | T1 | LOAD
98369917 | AEP | SPRNGRD1 | 138 KV | T2 | LOAD
32412675 | AEP | SPYRUN | 138 KV | T1 | LOAD
1379256959 | AEP | SPYRUN | 138 KV | T4 | LOAD
1775812927 | AEP | SPYRUN | 138 KV | T5 | LOAD
32412677 | AEP | SPYRUN | 34 KV | FULTONIM | LOAD
32412679 | AEP | SPYRUN | 34 KV | SPYRUN34 | LOAD
1666104450 | AEP | SRICESW | 69 KV | CONT | LOAD
32412681 | AEP | SSIDE | 138 KV | T1 | LOAD
2156112470 | AEP | SSUMMITV | 69 KV | T1 | LOAD
32412683 | AEP | STALBANS | 138 KV | T1 | LOAD
2156112960 | AEP | STANLEYC | 69 KV | REPUBLIC | LOAD
2156112857 | AEP | STANLEYC | 69 KV | T2 | LOAD
2041958096 | AEP | STANLYTN | 69 KV | T1 | LOAD
2156115308 | AEP | STANTNOH | 69 KV | T1 | LOAD
1552830481 | AEP | STANVILL | 138 KV | T1 | LOAD
1552830482 | AEP | STANVILL | 138 KV | T2 | LOAD
32412685 | AEP | STARKEY | 138 KV | T1 | LOAD
61482255 | AEP | STARKEY | 138 KV | T2 | LOAD
32412687 | AEP | STATEOPC | 69 KV | T1 | LOAD
32412689 | AEP | STATESTR | 138 KV | T1 | LOAD
1067169374 | AEP | STCLAIR2 | 138 KV | SVC | GEN
32412691 | AEP | STCLAIR2 | 138 KV | T2 | LOAD
32412693 | AEP | STCLAIR2 | 138 KV | T3 | LOAD
32412695 | AEP | STCLAIRA | 69 KV | T1 | LOAD
2156108967 | AEP | STCLAIRS | 69 KV | T1 | LOAD
1132285487 | AEP | STEAMTOW | 138 KV | T1 | LOAD
1165471906 | AEP | STEAMTOW | 138 KV | T2 | LOAD
1165471907 | AEP | STEAMTOW | 138 KV | T3 | LOAD
1348254902 | AEP | STEAMTOW | 138 KV | T4 | LOAD
32412697 | AEP | STELZER | 138 KV | T1 | LOAD
32412699 | AEP | STELZER | 138 KV | T2 | LOAD
1348264769 | AEP | STEMPLE | 18 KV | CTG1 | GEN
1348264768 | AEP | STEMPLE | 18 KV | CTG2 | GEN
1348255094 | AEP | STEMPLE | 18 KV | SS1 | LOAD
1348255095 | AEP | STEMPLE | 18 KV | SS2 | LOAD
1348264767 | AEP | STEMPLE | 18 KV | STG | GEN
2156109320 | AEP | STERLING | 138 KV | T3 | LOAD
2156109319 | AEP | STERLING | 138 KV | T4 | LOAD
2156115067 | AEP | STEUBENV | 34.5 KV | STEUBNSP | GEN
1338421078 | AEP | STEVENSV | 69 KV | T1 | LOAD
1338421077 | AEP | STEVENSV | 69 KV | T2 | LOAD
32412711 | AEP | STGEORG | 69 KV | T1 | LOAD
76427725 | AEP | STIMKEN | 138 KV | LD1 | LOAD
76427727 | AEP | STIMKEN | 138 KV | LD2 | LOAD
76427729 | AEP | STIMKEN | 138 KV | LD3 | LOAD
76427731 | AEP | STIMKEN | 138 KV | LD4 | LOAD
1356152719 | AEP | STINGER | 138 KV | T1 | LOAD
1292906347 | AEP | STINNETT | 161 KV | T1 LOAD | LOAD
1292906348 | AEP | STINNETT | 161 KV | T2 LOAD | LOAD
1666103435 | AEP | STJOETAP | 69 KV | T1 | LOAD
32412721 | AEP | STOCKTO2 | 138 KV | T1 | LOAD
2156109445 | AEP | STOCKTO2 | 34 KV | MOUNTVSP | GEN
32412723 | AEP | STONE | 138 KV | T1 | LOAD
32412725 | AEP | STONEBRA | 138 KV | LX1 | LOAD
32412727 | AEP | STONEBRA | 138 KV | LX2 | LOAD
1379256965 | AEP | STONELAK | 69 KV | T1 | LOAD
32412729 | AEP | STONELAK | 69 KV | T2 | LOAD
1379257891 | AEP | STONESTR | 69 KV | BIRCHARD | LOAD
1379257890 | AEP | STONESTR | 69 KV | SBC | LOAD
1379257889 | AEP | STONESTR | 69 KV | T2 | LOAD
1379257892 | AEP | STONESTR | 69 KV | T3 | LOAD
2156115367 | AEP | STONYHOL | 69 KV | T1 | LOAD
32412741 | AEP | STOTESBU | 138 KV | T1 | LOAD
2156113549 | AEP | STOUTSW | 69 KV | DOV_CHEM | LOAD
67719573 | AEP | STRABURG | 138 KV | T1LOAD | LOAD
32412743 | AEP | STRATTON | 69 KV | T1 | LOAD
2156110462 | AEP | STRAWBOA | 69 KV | T1 | LOAD
32412745 | AEP | STROUDSR | 138 KV | T1 | LOAD
32412747 | AEP | STROUDSR | 138 KV | T2 | LOAD
2041958113 | AEP | STUARTAP | 69 KV | T1 | LOAD
2041958111 | AEP | STUARTAP | 69 KV | T2 | LOAD
32412749 | AEP | STUBYROA | 69 KV | T1 | LOAD
2156115936 | AEP | STUBYROA | 69 KV | T4 | LOAD
32412751 | AEP | STUDEBAK | 138 KV | T1 | LOAD
32412753 | AEP | STUDEBAK | 138 KV | T3 | LOAD
57967545 | AEP | STUDEBAK | 138 KV | T4 | LOAD
1107282076 | AEP | STULLRUN | 138 KV | CONSOL | LOAD
1183223583 | AEP | STURGIS | 69 KV | BTM | LOAD
2156111801 | AEP | SUGARCRT | 138 KV | T1 | LOAD
2156111788 | AEP | SUGARCRT | 69 KV | T2 | LOAD
2156113744 | AEP | SUGARHIL | 69 KV | FRIENDSH | LOAD
2156113692 | AEP | SUGARHIL | 69 KV | T1 | LOAD
32412763 | AEP | SULLGARD | 138 KV | T1 | LOAD
1439644226 | AEP | SULLGARD | 138 KV | T2 | LOAD
34509217 | AEP | SULLIVAN-AEP | 765 KV |  | EHV
32412769 | AEP | SULPHURS | 138 KV | T1 | LOAD
1379257897 | AEP | SUMAC | 138 KV | T4 | LOAD
1379257898 | AEP | SUMAC | 138 KV | T5 | LOAD
2156108955 | AEP | SUMMERFI | 69 KV | SUMMERFI | LOAD
2156108954 | AEP | SUMMERFI | 69 KV | TEXASEST | LOAD
2156108999 | AEP | SUMMERHI | 69 KV | T1 | LOAD
32412773 | AEP | SUMMIT | 138 KV | T1 | LOAD
32412775 | AEP | SUMMIT | 138 KV | T2 | LOAD
2156112788 | AEP | SUMMITVI | 69 KV | T1 | LOAD
32412777 | AEP | SUNBURY2 | 138 KV | T1 | LOAD
1666104493 | AEP | SUNDAY | 138 KV | TRIMBLE | LOAD
32412779 | AEP | SUNDIAL | 138 KV | T1 | LOAD
32412781 | AEP | SUNNYSOP | 138 KV | T4 | LOAD
32412783 | AEP | SUNNYSOP | 138 KV | T5 | LOAD
32412785 | AEP | SUNNYSOP | 138 KV | T6 | LOAD
2156112823 | AEP | SUNNYSOP | 69 KV | SHERRICK | LOAD
1067161702 | AEP | SUNSCAPE | 138 KV | XT1 | LOAD
2156115336 | AEP | SUNSETBO | 69 KV | T1 | LOAD
2156115636 | AEP | SUPPERSA | 69 KV | GUARDIAN | LOAD
2156115919 | AEP | SVANLUE | 69 KV | T1 | LOAD
1666104506 | AEP | SVANWERT | 69 KV | T1 | LOAD
1666104505 | AEP | SVANWERT | 69 KV | T2 | LOAD
32412787 | AEP | SWANSON | 69 KV | T1 | LOAD
32412789 | AEP | SWANSON | 69 KV | T2 | LOAD
2156114904 | AEP | SWEETRUN | 69 KV | MARKWEST | LOAD
32412791 | AEP | SWITCHBA | 138 KV | T2 | LOAD
32412793 | AEP | SWITZER | 138 KV | T1 | LOAD
32412795 | AEP | TACKETTC | 138 KV | T1 | LOAD
2156109895 | AEP | TAMSMOUN | 138 KV | T2 | LOAD
32412799 | AEP | TANKHILL | 138 KV | T1 | LOAD
2156110815 | AEP | TANKHILL | 138 KV | T2 | LOAD
40243861 | AEP | TANNERSC | 18 KV | TC3 | GEN
2156115448 | AEP | TARRSRUN | 69 KV | AMERICAN | LOAD
32412801 | AEP | TAYLOR2 | 138 KV | T1 | LOAD
2156114992 | AEP | TAYLOR2 | 138 KV | T2 | LOAD
32412803 | AEP | TAZEWELL | 138 KV | T1 | LOAD
32412805 | AEP | TAZEWELL | 138 KV | T3 | LOAD
32412807 | AEP | TEAYS | 69 KV | T1 | LOAD
93353453 | AEP | TECHDRIV | 138 KV | XT1L | LOAD
48934191 | AEP | TENNESSE | 138 KV | G16 | GEN
48934193 | AEP | TENNESSE | 138 KV | G17 | GEN
48934195 | AEP | TENNESSE | 138 KV | G18 | GEN
48934197 | AEP | TENNESSE | 138 KV | G19 | GEN
48934199 | AEP | TENNESSE | 138 KV | G20 | GEN
48934187 | AEP | TENNESSE | 138 KV | G22 | GEN
48934189 | AEP | TENNESSE | 138 KV | G26 | GEN
32412809 | AEP | TENNESSE | 138 KV | T1 | LOAD
32412811 | AEP | TENNESSE | 138 KV | T2 | LOAD
32412813 | AEP | TENNESSE | 138 KV | T3 | LOAD
32412815 | AEP | TENNESSE | 138 KV | T4 | LOAD
2156114294 | AEP | TEUTSCH | 69 KV | T1 | LOAD
32412817 | AEP | TEXASBER | 138 KV | T1 | LOAD
32412819 | AEP | TEXASBER | 138 KV | T2 | LOAD
32412821 | AEP | TEXASEAS | 138 KV | T1 | LOAD
32412823 | AEP | TEXASEAS | 138 KV | T2 | LOAD
32412825 | AEP | THAYER | 138 KV | T1 | LOAD
1123171599 | AEP | THAYER | 138 KV | T2 | LOAD
2156112813 | AEP | THIRDSTR | 69 KV | T12 | LOAD
32412829 | AEP | THORNTON | 138 KV | T1 | LOAD
1207065866 | AEP | THORNTON | 138 KV | T2 | LOAD
1248984095 | AEP | THORNWD | 138 KV | T1 | LOAD
1379256636 | AEP | THOROFSS | 138 KV | BROADRUN | LOAD
1379256638 | AEP | THOROFSS | 138 KV | COBB | LOAD
1379256637 | AEP | THOROFSS | 138 KV | MORRISBR | LOAD
1775812613 | AEP | THORPE | 138 KV | THORPE | LOAD
32412831 | AEP | THREEOAK | 69 KV | T1 | LOAD
61482257 | AEP | TIDD_AEP | 138 KV | FGD A | LOAD
61482259 | AEP | TIDD_AEP | 138 KV | FGD B | LOAD
51519919 | AEP | TIDD_AEP | 138 KV | T13 | LOAD
51519921 | AEP | TIDD_AEP | 138 KV | T14 | LOAD
51519923 | AEP | TIDD_AEP | 138 KV | T301 | LOAD
40243871 | AEP | TIDD_AEP | 24 KV | CD1 | GEN
40243873 | AEP | TIDD_AEP | 24 KV | CD2 | GEN
40243869 | AEP | TIDD_AEP | 26 KV | CD3 | GEN
65732133 | AEP | TIDD_AEP | 69 KV | LOAD1 | LOAD
32412843 | AEP | TILLMAN | 138 KV | T1 | LOAD
1775812467 | AEP | TILLMAN | 138 KV | T2 | LOAD
1067161739 | AEP | TILTONS2 | 69 KV | LOAD | LOAD
112586191 | AEP | TIMBERRD | 34.5 KV | TIMR2WF1 | GEN
2156115625 | AEP | TIMET | 138 KV | TIMETBTM | LOAD
32412847 | AEP | TIMKEN | 138 KV | T1 | LOAD
32412849 | AEP | TIMKEN | 138 KV | T2 | LOAD
32412851 | AEP | TIMKEN | 138 KV | T3 | LOAD
51519925 | AEP | TIMKEN | 138 KV | T4 | LOAD
2156108947 | AEP | TOLER | 138 KV | DYNAMIC | LOAD
32412853 | AEP | TOPMOST | 138 KV | T1 | LOAD
2156115510 | AEP | TORONTOH | 69 KV | T1 | LOAD
32412855 | AEP | TORREY | 138 KV | T1 | LOAD
32412857 | AEP | TORREY | 138 KV | T2 | LOAD
32412859 | AEP | TORREY | 138 KV | T4 | LOAD
2156112682 | AEP | TOWHEES | 69 KV | PAINTCRE | LOAD
1439644393 | AEP | TOWNCRK | 138 KV | T1 | LOAD
32412863 | AEP | TRABUE | 138 KV | T1 | LOAD
32412865 | AEP | TRABUE | 138 KV | T2 | LOAD
32412867 | AEP | TRABUE | 138 KV | T3 | LOAD
1305120818 | AEP | TRAILFOR | 138 KV | PINNACLE | LOAD
32412869 | AEP | TRAILFOR | 138 KV | T1 | LOAD
2156112110 | AEP | TRAILSW | 69 KV | T1 | LOAD
1388602468 | AEP | TRAMMEL | 69 KV | T1LOAD | LOAD
2156113903 | AEP | TRAPHILL | 138 KV | T1 | LOAD
32412871 | AEP | TRENT | 138 KV | T1 | LOAD
1183232638 | AEP | TRENT | 138 KV | TRENTBS | GEN
32412875 | AEP | TRIER | 138 KV | T1 | LOAD
2156112520 | AEP | TRILAKES | 69 KV | SHRINER | LOAD
2156112412 | AEP | TRILAKES | 69 KV | UMMEL | LOAD
2156110150 | AEP | TRINTY | 69 KV | T2 | LOAD
2155501903 | AEP | TRINTY | 69 KV | WHEATLND | LOAD
2156113683 | AEP | TULIPRD | 69 KV | T1 | LOAD
32412877 | AEP | TURNER | 138 KV | T4 | LOAD
32412881 | AEP | TURNER | 138 KV | T6 | LOAD
1379257893 | AEP | TUSCANY | 138 KV | T1 | LOAD
1379257894 | AEP | TUSCANY | 138 KV | T2 | LOAD
32418593 | AEP | TWELVEPO | 13 KV | 1 | GEN
32418595 | AEP | TWELVEPO | 13 KV | 2 | GEN
32418597 | AEP | TWELVEPO | 13 KV | 3 | GEN
32418599 | AEP | TWELVEPO | 13 KV | 4 | GEN
32418601 | AEP | TWELVEPO | 13 KV | 5 | GEN
32418603 | AEP | TWELVEPO | 13 KV | 6 | GEN
2156110146 | AEP | TWELVEPO | 13 KV | AUX1 | LOAD
2156110145 | AEP | TWELVEPO | 13 KV | AUX2 | LOAD
1218906019 | AEP | TWENTYMI | 69 KV | LOAD1 | LOAD
1097725880 | AEP | TWINBRAN | 138 KV | LOAD | LOAD
1318144650 | AEP | TWINBRAN | 138 KV | TWINBRSP | GEN
2156115909 | AEP | TWINVALL | 69 KV | CNXGAS | LOAD
2156113981 | AEP | TYGART | 69 KV | T1 | LOAD
2156116060 | AEP | TYMOCHTE | 69 KV | ENGRWIRE | LOAD
2156111865 | AEP | UNCAPSW | 69 KV | UNCAPHER | LOAD
32412885 | AEP | UNIONCA8 | 138 KV | LT1 | LOAD
32412887 | AEP | UNIONCAM | 138 KV | T1 | LOAD
32412889 | AEP | UNIONCAM | 138 KV | T2 | LOAD
32412891 | AEP | UNIONCAM | 138 KV | T3 | LOAD
32412893 | AEP | UNIONCAM | 138 KV | T4 | LOAD
2156112749 | AEP | UNIONMSW | 69 KV | UNIONMFG | LOAD
32412895 | AEP | UNIVERS2 | 69 KV | T1 | LOAD
32412897 | AEP | UNIVERS2 | 69 KV | T2 | LOAD
1775813067 | AEP | UPLAND | 69 KV | T1 | LOAD
1218905960 | AEP | UPPERSAN | 69 KV | T4 | LOAD
32412901 | AEP | URWNEWTN | 138 KV | T1 | LOAD
2041958102 | AEP | USGYPSUM | 69 KV | WOODFIBR | LOAD
2156113235 | AEP | UTICAAEP | 69 KV | T1 | LOAD
32412903 | AEP | VALLEYGR | 138 KV | T1 | LOAD
32412909 | AEP | VALLEYIM | 34 KV | GLENWTAP | LOAD
1356152655 | AEP | VANBUREN | 12 KV | 12KV | LOAD
2156114260 | AEP | VANBUREN | 69 KV | T3 | LOAD
32413155 | AEP | VANCEBUR | 138 KV | LOAD | LOAD
1666104491 | AEP | VANWERT | 69 KV | T1 | LOAD
1666104490 | AEP | VANWERT | 69 KV | T2 | LOAD
2156110473 | AEP | VASSELL | 138 KV | T8 | LOAD
1356178191 | AEP | VASSELL | 500 KV |  | EHV
2156112840 | AEP | VECTORSW | 69 KV | T1 | LOAD
32412917 | AEP | VICCO | 138 KV | T1 | LOAD
32412919 | AEP | VICKER | 138 KV | T1 | LOAD
1439645861 | AEP | VIGO | 69 KV | T1 | LOAD
2156111397 | AEP | VIKINGSW | 138 KV | T1 | LOAD
1067169394 | AEP | VINE | 138 KV | QUASARLF | GEN
32412921 | AEP | VINE | 138 KV | T1 | LOAD
32412923 | AEP | VINE | 138 KV | T2 | LOAD
32412925 | AEP | VINE | 138 KV | T3 | LOAD
2156109562 | AEP | VINTAGE | 69 KV | T1 | LOAD
32412927 | AEP | VINTON | 138 KV | T1 | LOAD
32412929 | AEP | VINTON | 138 KV | T2 | LOAD
98369943 | AEP | VIRGINIA | 13 KV | SSLOAD | LOAD
98370465 | AEP | VIRGINIA | 25 KV | VACTYG1 | GEN
1666103455 | AEP | VULCRAFT | 69 KV | T1 | LOAD
1775813109 | AEP | WABASHAV | 69 KV | T1 | LOAD
32412931 | AEP | WAGENHAL | 138 KV | T1 | LOAD
2156112890 | AEP | WAGENHAL | 23 KV | DISTLOAD | LOAD
2156112898 | AEP | WAGENHAL | 69 KV | MAHONING | LOAD
2156112921 | AEP | WAGENHAL | 69 KV | WLOUISVI | LOAD
2156111396 | AEP | WAKATOMI | 138 KV | T1 | LOAD
32412937 | AEP | WAKEFIEL | 138 KV | T1 | LOAD
2156111888 | AEP | WALDO | 69 KV | T1 | LOAD
2156115473 | AEP | WALIKANN | 69 KV | T1 | LOAD
32412939 | AEP | WALKERFO | 69 KV | T1 | LOAD
135388721 | AEP | WALLEN | 138 KV | LOAD XT3 | LOAD
78711749 | AEP | WALLEN | 138 KV | LOAD XT4 | LOAD
1183223688 | AEP | WALLEN | 34.5 KV | LOAD | LOAD
1183223687 | AEP | WALLEN | 69 KV | WOODLND | LOAD
2156111874 | AEP | WALLENDA | 69 KV | AMSDEN | LOAD
1356153534 | AEP | WALLENDA | 69 KV | POET | LOAD
32412943 | AEP | WALNUTAV | 69 KV | T1 | LOAD
32412945 | AEP | WALNUTAV | 69 KV | T2 | LOAD
2156115424 | AEP | WAPAHANI | 34.5 KV | RIVRIVSP | GEN
1666104500 | AEP | WAPAKONE | 69 KV | CITYWAPA | LOAD
1084383841 | AEP | WAREROAD | 138 KV | LOADT1 | LOAD
106856779 | AEP | WARNERSS | 138 KV | ALLOYS | LOAD
1775813089 | AEP | WARRENIM | 69 KV | T1 | LOAD
1107282184 | AEP | WARTONHI | 138 KV | CONSOL | LOAD
1107282185 | AEP | WARTONHI | 138 KV | MARKWEST | LOAD
1318135487 | AEP | WARWOOD | 69 KV | T1 | LOAD
1318135486 | AEP | WARWOOD | 69 KV | T2 | LOAD
32412947 | AEP | WASENA | 69 KV | T1 | LOAD
2155501897 | AEP | WASHING2 | 46 KV | T4 | LOAD
2155501895 | AEP | WASHING2 | 46 KV | T5 | LOAD
2155501893 | AEP | WASHING2 | 46 KV | T6 | LOAD
2155501896 | AEP | WASHING2 | 46 KV | T7 | LOAD
2156108982 | AEP | WATERTWR | 69 KV | OHVACOAL | LOAD
2156115945 | AEP | WATERWOR | 69 KV | WW1 | LOAD
2156115965 | AEP | WATERWOR | 69 KV | WW2 | LOAD
32412965 | AEP | WAVERLY2 | 138 KV | T1 | LOAD
1388603540 | AEP | WAVERLY2 | 138 KV | T3 | LOAD
1388603541 | AEP | WAVERLY2 | 138 KV | T4 | LOAD
32412969 | AEP | WAYNEDAL | 138 KV | T1 | LOAD
1348254279 | AEP | WAYNEDAL | 138 KV | T2 | LOAD
32412971 | AEP | WAYNETRA | 138 KV | T1 | LOAD
32412973 | AEP | WAYVIEW | 138 KV | T1 | LOAD
32412975 | AEP | WAYVIEW | 138 KV | T2 | LOAD
2156110154 | AEP | WBASHAN | 69 KV | T1 | LOAD
2041957771 | AEP | WBASSETT | 34.5 KV | T2 | LOAD
1356153527 | AEP | WBELLVIL | 69 KV | BELLVILE | LOAD
2156108995 | AEP | WBOWERST | 69 KV | LEESVILE | LOAD
2156108985 | AEP | WBYESVIL | 69 KV | T1 | LOAD
2156108984 | AEP | WBYESVIL | 69 KV | T2 | LOAD
32412981 | AEP | WCAMBRI2 | 138 KV | T1 | LOAD
1067161815 | AEP | WCAMPUS | 138 KV | OSU7 LD | LOAD
1067161816 | AEP | WCAMPUS | 138 KV | OSU8 LD | LOAD
1067161817 | AEP | WCAMPUS | 138 KV | OSU9 LD | LOAD
32412985 | AEP | WCANTON | 138 KV | T1 | LOAD
32412989 | AEP | WCANTON | 138 KV | T3 | LOAD
2156112834 | AEP | WCANTON | 69 KV | SPARE | LOAD
2156112687 | AEP | WCANTON | 69 KV | STADIUMP | LOAD
2156112826 | AEP | WCANTON | 69 KV | T4 | LOAD
2156109559 | AEP | WCARROLL | 138 KV | T1 | LOAD
1869195332 | AEP | WCATWIND | 34.5 KV | WDCAT2BS | GEN
1132294175 | AEP | WCATWIND | 34.5 KV | WDCAT2WF | GEN
1084391529 | AEP | WCATWIND | 34.5 KV | WLDCATWF | GEN
1132285656 | AEP | WCOSHOCT | 69 KV | COSH | LOAD
1268563033 | AEP | WEBERCTY | 69 KV | T1 | LOAD
2156113073 | AEP | WEEKSBUR | 69 KV | T1 | LOAD
1218905831 | AEP | WEFOSTOR | 69 KV | LUNGLEY | LOAD
2156113678 | AEP | WEFOSTOR | 69 KV | T1 | LOAD
2156113736 | AEP | WEFOSTOR | 69 KV | T2 | LOAD
32412997 | AEP | WELCH | 138 KV | T1 | LOAD
2156115069 | AEP | WELLMONT | 34.5 KV | T1 | LOAD
2156112063 | AEP | WESDEL | 138 KV | T1LD | LOAD
1067161826 | AEP | WESLEY | 138 KV | WESLEYLD | LOAD
57967549 | AEP | WESTAR | 138 KV | LOAD1 | LOAD
57967551 | AEP | WESTAR | 138 KV | LOAD2 | LOAD
1268563034 | AEP | WESTGLOW | 138 KV | JAMESHAR | LOAD
135388723 | AEP | WESTLAKE | 138 KV | T1 | LOAD
135388725 | AEP | WESTLAKE | 138 KV | T2 | LOAD
32413003 | AEP | WESTNGIM | 138 KV | T1 | LOAD
32413005 | AEP | WESTNGIM | 138 KV | T2 | LOAD
1084391530 | AEP | WESTSTRE | 138 KV | ORCHDHLF | GEN
32413009 | AEP | WESTSTRE | 138 KV | T1 | LOAD
32413011 | AEP | WHARTON | 138 KV | T1T2T3 | LOAD
32413013 | AEP | WHEBRON | 138 KV | T1 | LOAD
32413015 | AEP | WHEELERS | 69 KV | T1 | LOAD
1183223759 | AEP | WHEELRST | 69 KV | LOAD1 | LOAD
32413017 | AEP | WHEELSTE | 138 KV | T1 | LOAD
1218905974 | AEP | WHETSTNE | 69 KV | CUST | LOAD
1666104503 | AEP | WHICKSVI | 69 KV | T1 | LOAD
32413021 | AEP | WHITEPIG | 69 KV | T1 | LOAD
2156114448 | AEP | WHITERD | 138 KV | MOBILE1 | LOAD
48934013 | AEP | WHITERD | 138 KV | T1 | LOAD
2156114372 | AEP | WHITERD | 138 KV | T2 | LOAD
119117445 | AEP | WHITESBG | 69 KV | GOLDOAKS | LOAD
112586017 | AEP | WHITESBG | 69 KV | T1 | LOAD
112586019 | AEP | WHITESBG | 69 KV | T2 | LOAD
2156114162 | AEP | WHITFORD | 69 KV | NKENDALL | LOAD
32413023 | AEP | WHUNTING | 138 KV | T3 | LOAD
2156113320 | AEP | WHUNTING | 138 KV | T4 | LOAD
32413027 | AEP | WHUNTING | 34 KV | FOURPOL | LOAD
32413029 | AEP | WHUNTING | 34 KV | JOHNSONL | LOAD
1084383896 | AEP | WILDCAT | 138 KV | LOAD | LOAD
2156113469 | AEP | WILDCAT | 34.5 KV | WILLOWSP | GEN
32413033 | AEP | WILDCREE | 138 KV | T1 | LOAD
2156115453 | AEP | WILDWOOD | 138 KV | T1 | LOAD
32413035 | AEP | WILKSVIL | 138 KV | T1 | LOAD
2156110178 | AEP | WILLARD | 69 KV | GREENWIC | LOAD
2156110177 | AEP | WILLARD | 69 KV | LOAD | LOAD
32413037 | AEP | WILLISGA | 138 KV | T1 | LOAD
2156113566 | AEP | WILLISTO | 69 KV | T1 | LOAD
2156108994 | AEP | WILLOWGR | 69 KV | T1 | LOAD
32413039 | AEP | WILMINGT | 138 KV | T1 | LOAD
32413041 | AEP | WILSONCS | 138 KV | T1 | LOAD
32413043 | AEP | WILSONCS | 138 KV | T2 | LOAD
32413045 | AEP | WILSONCS | 138 KV | T3 | LOAD
98369945 | AEP | WINDFALL | 138 KV | T-1 | LOAD
32413047 | AEP | WINDSOOP | 138 KV | T1 | LOAD
2156112198 | AEP | WINESBUR | 69 KV | T1 | LOAD
32418559 | AEP | WINFIELD | 4 KV | WI1 | GEN
32418561 | AEP | WINFIELD | 4 KV | WI2 | GEN
32418563 | AEP | WINFIELD | 4 KV | WI3 | GEN
2156115475 | AEP | WINSTONA | 69 KV | T1 | LOAD
2156115418 | AEP | WINTERSV | 69 KV | T1 | LOAD
32413051 | AEP | WKINGSPO | 138 KV | T3 | LOAD
2156113364 | AEP | WKINGSPO | 34.5 KV | T2LD | LOAD
2156113253 | AEP | WKINGSPO | 34.5 KV | TILTHAMM | LOAD
32413053 | AEP | WLANCAST | 138 KV | T1 | LOAD
32413055 | AEP | WLANCAST | 138 KV | T2 | LOAD
32413057 | AEP | WLIBERTY | 138 KV | T1 | LOAD
1305121964 | AEP | WLIMA | 138 KV | LIMAREF1 | LOAD
1305121963 | AEP | WLIMA | 138 KV | LIMAREF2 | LOAD
32413059 | AEP | WLIMA | 138 KV | T1 | LOAD
32413061 | AEP | WLIMA | 138 KV | T2 | LOAD
32413063 | AEP | WMILBURG | 138 KV | T1 | LOAD
1084383915 | AEP | WMILBURG | 138 KV | T3 | LOAD
1207066026 | AEP | WMILBURG | 69 KV | LOAD1 | LOAD
32413065 | AEP | WMOULTON | 69 KV | LOAD | LOAD
1305121972 | AEP | WMOULTON | 69 KV | T3 | LOAD
1775813098 | AEP | WNCHEST | 69 KV | T2 | LOAD
1775813097 | AEP | WNCHEST | 69 KV | T3 | LOAD
32413075 | AEP | WNEWPHIL | 138 KV | T1 | LOAD
32413079 | AEP | WNEWPHIL | 138 KV | T3 | LOAD
1165472137 | AEP | WNEWPHIL | 138 KV | X4_LD | LOAD
5021611 | AEP | WOLFCREE | 138 KV | T1 | LOAD
1183223807 | AEP | WOLFCREE | 138 KV | T3 | LOAD
2156110451 | AEP | WOLFGLAD | 138 KV | T1 | LOAD
2156110450 | AEP | WOLFGLAD | 138 KV | T2 | LOAD
2156108992 | AEP | WOLFRN | 69 KV | ESPRINGF | LOAD
32413083 | AEP | WOODLAWN | 138 KV | T1 | LOAD
106856781 | AEP | WOODSRD | 138 KV | T12 | LOAD
2041958114 | AEP | WOOLWINE | 69 KV | T1 | LOAD
32413085 | AEP | WOOSTER | 138 KV | T1 | LOAD
1084383930 | AEP | WOOSTER | 138 KV | TR3 | LOAD
1207066067 | AEP | WOOSTER | 69 KV | LOAD1 | LOAD
32413089 | AEP | WORTHIAP | 69 KV | T1 | LOAD
1666104454 | AEP | WOTTAWA | 69 KV | MILLER | LOAD
1067161880 | AEP | WPAINTSV | 69 KV | LD | LOAD
32413091 | AEP | WPHILO | 138 KV | T1 | LOAD
32413093 | AEP | WSALEM | 138 KV | T1 | LOAD
2156110184 | AEP | WSHELBY | 69 KV | COPPERWE | LOAD
32413095 | AEP | WSIDE | 138 KV | T3 | LOAD
1338421073 | AEP | WSIDE | 138 KV | T5 | LOAD
2156113616 | AEP | WSIDE | 34 KV | LASALLE | LOAD
2156113407 | AEP | WSTFALL | 138 KV | WF_SCPC | LOAD
2156112966 | AEP | WSUMMITV | 69 KV | T1 | LOAD
32413099 | AEP | WTORONTO | 69 KV | T1 | LOAD
32413101 | AEP | WTRINWAY | 138 KV | T1 | LOAD
1165480777 | AEP | WURNO | 138 KV | CLOYDMLF | GEN
32413103 | AEP | WURNO | 138 KV | T1 | LOAD
32413105 | AEP | WURNO | 138 KV | T2 | LOAD
51519927 | AEP | WURNO | 138 KV | T3 | LOAD
32413107 | AEP | WURTLAND | 69 KV | T1 | LOAD
1666104501 | AEP | WVANWERT | 69 KV | T1 | LOAD
32413109 | AEP | WYLAND | 34 KV | T1 | LOAD
34509219 | AEP | WYOMING | 765 KV |  | EHV
2156111394 | AEP | WYTHE | 138 KV | T5 | LOAD
32413115 | AEP | WYTHE | 34 KV | T2 | LOAD
32413117 | AEP | WYTHE | 34 KV | T4 | LOAD
2156111823 | AEP | YAKLEYRD | 69 KV | T1 | LOAD
32413119 | AEP | YEARLING | 138 KV | T1 | LOAD
32413121 | AEP | YEARLING | 138 KV | T2 | LOAD
2156110155 | AEP | YELLOWBU | 138 KV | GATLINGC | LOAD
1075447409 | AEP | YELLOWCR | 138 KV | T1 | LOAD
1075447410 | AEP | YELLOWCR | 138 KV | T2 | LOAD
2156115352 | AEP | YORK | 69 KV | T1 | LOAD
1775813110 | AEP | YOSTBR | 69 KV | T1 | LOAD
1379256641 | AEP | YUKONAEP | 138 KV | T1 | LOAD
98369947 | AEP | ZANESVIL | 138 KV | T2 | LOAD
2155501920 | AEP | ZANESVIL | 69 KV | MTSTERLG | LOAD
65732155 | AEP | ZELDA | 18 KV | UNIT 1 | GEN
65732157 | AEP | ZELDA | 18 KV | UNIT 2 | GEN
65732159 | AEP | ZELDA | 18 KV | UNIT 3 | GEN
32413125 | AEP | ZUBER | 138 KV | T1 | LOAD
2156109321 | AEP | ZUBER | 138 KV | T2 | LOAD
95790499 | APS | 502JCT | 500 KV |  | EHV
5021045 | APS | AIRCO | 138 KV | T1 | LOAD
5021046 | APS | AIRCO | 138 KV | T2 | LOAD
5021048 | APS | ALCAN | 138 KV | ALCAN | LOAD
5021718 | APS | ALLDAM6 | 138 KV | GEN 5 | GEN
5021719 | APS | ALLDAM6 | 138 KV | GEN 6 | GEN
5021051 | APS | ALLELUD4 | 138 KV | T4E | LOAD
5021052 | APS | ALLELUD4 | 138 KV | T4W | LOAD
5021053 | APS | ALLENPOR | 138 KV | T1 | LOAD
5021054 | APS | ALLENPOR | 138 KV | T2 | LOAD
5021057 | APS | ANTIETAM | 138 KV | T3 | LOAD
32947123 | APS | ANTIETAM | 138 KV | T4 | LOAD
2156114934 | APS | ANTIETAM | 34.5 KV | BUS1_LD | LOAD
2156115078 | APS | ANTIETAM | 34.5 KV | BUS2_LD | LOAD
2156115018 | APS | ANTIETAM | 34.5 KV | HAGERSSP | GEN
5021058 | APS | ANTRIM | 138 KV | T61 | LOAD
5021059 | APS | ANTRIM | 138 KV | T62 | LOAD
51519891 | APS | AQUEDUCT | 35 KV | T1 | LOAD
5021061 | APS | ARROYO | 138 KV | T1 | LOAD
5021062 | APS | ARROYO | 138 KV | T2 | LOAD
5021064 | APS | BACKFORK | 138 KV | T1 | LOAD
5021063 | APS | BACKFORK | 138 KV | T2 | LOAD
5021065 | APS | BAKER1 | 138 KV | T1 | LOAD
32947125 | APS | BARNETTS | 138 KV | T1 HREA | LOAD
5021066 | APS | BARTONVI | 138 KV | T1 | LOAD
5021067 | APS | BARTONVI | 138 KV | T2 | LOAD
1292915420 | APS | BARTONVI | 34.5 KV | HPHOODCT | GEN
1292903327 | APS | BARTONVI | 34.5 KV | T3 | LOAD
5021068 | APS | BAYS | 138 KV | T1 | LOAD
5022431 | APS | BEDINGTON | 500 KV |  | EHV
5021069 | APS | BELINGTO | 138 KV | T1 | LOAD
5021070 | APS | BELMON | 138 KV | T61 | LOAD
5021071 | APS | BELMON | 138 KV | T62 | LOAD
5022432 | APS | BELMONT | 765 KV |  | EHV
5021074 | APS | BENSRUN | 138 KV | BENSRUN | LOAD
5021075 | APS | BETHELBO | 138 KV | T1 | LOAD
5021076 | APS | BETHELBO | 138 KV | T2 | LOAD
5021077 | APS | BETHELBO | 138 KV | T62 | LOAD
5021078 | APS | BETHELPA | 138 KV | T61 | LOAD
5021080 | APS | BETHELPA | 138 KV | T62 | LOAD
5021081 | APS | BETHELPA | 138 KV | T63 | LOAD
5021082 | APS | BETHLEN | 138 KV | T61 | LOAD
5021083 | APS | BEVERLY | 138 KV | T1 | LOAD
45565815 | APS | BEVERLY | 138 KV | T2 | LOAD
1348252263 | APS | BIGPINET | 138 KV | T1 | LOAD
5022433 | APS | BLACKOAK | 500 KV |  | EHV
1248992598 | APS | BLACKOAK | 500 KV | BOOST | GEN
1248992599 | APS | BLACKOAK | 500 KV | BUCK | GEN
61482293 | APS | BLACKOAK | 500 KV | SVC | GEN
5021084 | APS | BLACKSVI | 138 KV | BLACKSVI | LOAD
32947127 | APS | BLACKSVI | 138 KV | CONSOL | LOAD
1666116777 | APS | BOONSBOR | 35 KV | FUNKTNSP | GEN
87901509 | APS | BOONSBOR | 35 KV | T1 | LOAD
87901507 | APS | BOONSBOR | 35 KV | T3 | LOAD
1165468858 | APS | BRACKENR | 138 KV | ALPLANT1 | LOAD
1165468859 | APS | BRACKENR | 138 KV | ALPLANT2 | LOAD
1084380740 | APS | BRACKENR | 138 KV | T1 | LOAD
5021087 | APS | BRANDONV | 138 KV | T1 | LOAD
5021088 | APS | BREDINVI | 138 KV | T1 | LOAD
5021089 | APS | BREDINVI | 138 KV | T2 | LOAD
5021090 | APS | BRID APS | 138 KV | T1 | LOAD
5021091 | APS | BRID APS | 138 KV | T2 | LOAD
5021092 | APS | BROOKHAV | 138 KV | T1 | LOAD
74008625 | APS | BROOKHAV | 138 KV | T2 | LOAD
1075444213 | APS | BROOKHAV | 138 KV | T3 | LOAD
5021093 | APS | BUCKHANN | 138 KV | T1 | LOAD
5021094 | APS | BUCKHANN | 138 KV | T2 | LOAD
5021095 | APS | BUCKHANN | 138 KV | T3 | LOAD
2156114559 | APS | BUFFALOM | 34.5 KV | FOXGLOSP | GEN
1132293724 | APS | BURMA | 138 KV | MAHOCHYD | GEN
5021096 | APS | BURMA | 138 KV | T71 | LOAD
5021097 | APS | BURMA | 138 KV | T72 | LOAD
5021098 | APS | BUTL APS | 138 KV | T1 | LOAD
5021099 | APS | BUTL APS | 138 KV | T2 | LOAD
5021100 | APS | BUTL APS | 138 KV | T61 | LOAD
5021101 | APS | BUTL APS | 138 KV | T62 | LOAD
5022434 | APS | CABOT | 500 KV |  | EHV
2156115535 | APS | CACAPONT | 138 KV | CACAPNLD | LOAD
5021103 | APS | CALIFORN | 138 KV | T61 | LOAD
5021104 | APS | CALIFORN | 138 KV | T62 | LOAD
5021105 | APS | CANAANVA | 138 KV | T1 | LOAD
5021106 | APS | CANAANVA | 138 KV | T2 | LOAD
5021107 | APS | CARBONCE | 138 KV | T71 | LOAD
5021108 | APS | CARBONCE | 230 KV | T82 | LOAD
2156114472 | APS | CARLOJCT | 34.5 KV | JADEMDHB | GEN
2156114465 | APS | CARLOJCT | 34.5 KV | T1_LOAD | LOAD
5021110 | APS | CARNEGIE | 138 KV | T2 | LOAD
5021115 | APS | CARROLL | 138 KV | LEHIGHPC | LOAD
2156115836 | APS | CARROLL | 34.5 KV | L_LD | LOAD
2156115937 | APS | CARROLL | 34.5 KV | T2LD | LOAD
2156115992 | APS | CARROLL | 34.5 KV | T5LD | LOAD
2156116009 | APS | CARROLL | 34.5 KV | UL_LD | LOAD
135389799 | APS | CATOCTIN | 138 KV | MTSTMPSP | GEN
5021116 | APS | CATOCTIN | 138 KV | T1 | LOAD
1356163008 | APS | CATOCTIN | 34 KV | BAKERPNT | GEN
1356150060 | APS | CATOCTIN | 34 KV | T4 | LOAD
5021118 | APS | CECI APS | 138 KV | T1 | LOAD
5021119 | APS | CECI APS | 138 KV | T2 | LOAD
5021120 | APS | CECI APS | 138 KV | T61 | LOAD
5021121 | APS | CECI APS | 138 KV | T62 | LOAD
5021122 | APS | CHARLERO | 138 KV | T1 | LOAD
5021123 | APS | CHARLERO | 138 KV | T2 | LOAD
5021124 | APS | CHARLERO | 138 KV | T62 | LOAD
5021125 | APS | CHARLERO | 138 KV | T63 | LOAD
1348264186 | APS | CHARLERO | 138 KV | WMORLDLF | GEN
5021126 | APS | CHERRYRN | 138 KV | T1 | LOAD
5021127 | APS | CHESAPEA | 138 KV | T2 | LOAD
2156109544 | APS | CHESAPEA | 138 KV | T4 | LOAD
71856471 | APS | CHTLAKE | 138 KV | T62 | LOAD
5021128 | APS | CLARION | 138 KV | T2 | LOAD
5021129 | APS | CLARION | 138 KV | T61 | LOAD
5021130 | APS | CLARION | 138 KV | T62 | LOAD
32947129 | APS | COLLINSF | 138 KV | T1 | LOAD
32947131 | APS | COLLINSF | 138 KV | T2 | LOAD
5021722 | APS | CONNELSV | 138 KV | MILLRUN | GEN
5021133 | APS | CONNELSV | 138 KV | T61 | LOAD
5021134 | APS | CONNELSV | 138 KV | T62 | LOAD
2156114621 | APS | CONNELSV | 25 KV | DUNBARSP | GEN
2156114711 | APS | CONNELSV | 25 KV | T1LD | LOAD
5021135 | APS | CORDERCR | 138 KV | CORDERCR | LOAD
38367817 | APS | COWEN | 138 KV | EM | LOAD
5021137 | APS | COWEN | 138 KV | T1 | LOAD
5021138 | APS | COWEN | 138 KV | T2 | LOAD
5021139 | APS | CRAIGSVI | 138 KV | T1 | LOAD
5021140 | APS | CROSSGAT | 138 KV | T61 | LOAD
5021141 | APS | CROSSGAT | 138 KV | T62 | LOAD
123901509 | APS | CROSSSCH | 34.5 KV | PINCLEWF | GEN
5021142 | APS | CRUPPERN | 138 KV | T1 | LOAD
5021143 | APS | CUMB APS | 138 KV | T9 | LOAD
5021144 | APS | CYTEC | 138 KV | CYTEC | LOAD
1666116783 | APS | DALESUMM | 230 KV | STATECBT | GEN
10700760 | APS | DALESUMM | 230 KV | T1 | LOAD
5021145 | APS | DAMASCUS | 230 KV | T1 | LOAD
5021146 | APS | DAMASCUS | 230 KV | T2 | LOAD
5021147 | APS | DAMASCUS | 230 KV | T3 | LOAD
1067158748 | APS | DAMASCUS | 230 KV | T4 | LOAD
1218914431 | APS | DANSMNTN | 34.5 KV | DANSMTWF | GEN
5021149 | APS | DENTSRUN | 138 KV | DENTSRUN | LOAD
5021150 | APS | DENVER | 138 KV | T1 | LOAD
5021151 | APS | DENVER | 138 KV | T2 | LOAD
5021153 | APS | DONEGAL | 138 KV | AEC | LOAD
5021152 | APS | DONEGAL | 138 KV | T61 | LOAD
5021155 | APS | DOUBLETO | 138 KV | T3 | LOAD
47012201 | APS | DOUBLETO | 138 KV | T4 | LOAD
1292915429 | APS | DOUBLETO | 34.5 KV | DBLTLGSP | GEN
1292903422 | APS | DOUBLETO | 34.5 KV | T1 | LOAD
5022435 | APS | DOUBS | 500 KV |  | EHV
5021156 | APS | DRYRUN | 138 KV | T61 | LOAD
5021158 | APS | DUPONT | 138 KV | T1 | LOAD
5021159 | APS | DUPONT | 138 KV | T2 | LOAD
5021160 | APS | DUPONT | 138 KV | T3 | LOAD
5021161 | APS | DUPONT | 138 KV | T4 | LOAD
1268559717 | APS | DURBIN | 69 KV | 152 | LOAD
1268559716 | APS | DURBIN | 69 KV | 166 | LOAD
1268571807 | APS | DURBIN | 69 KV | HIGHLDWF | GEN
1268559715 | APS | DURBIN | 69 KV | T2 | LOAD
5021163 | APS | DUTCHFOR | 138 KV | T62 | LOAD
5021164 | APS | EAGLE | 138 KV | T1 | LOAD
48933961 | APS | EAGLE | 138 KV | T2 | LOAD
61482233 | APS | EAGLE | 138 KV | T3 | LOAD
5021165 | APS | EAGLEHEA | 230 KV | T1 | LOAD
5021166 | APS | EAGLEHEA | 230 KV | T2 | LOAD
5021173 | APS | EASTGATE | 138 KV | T61 | LOAD
5021174 | APS | EASTGATE | 138 KV | T62 | LOAD
5021175 | APS | EASTRUN | 138 KV | T1 | LOAD
5021176 | APS | EBUCKHAN | 138 KV | T1 | LOAD
5021177 | APS | EDGELAWN | 138 KV | T1 | LOAD
5021178 | APS | EDGELAWN | 138 KV | T2 | LOAD
5021179 | APS | EDGELAWN | 138 KV | T3 | LOAD
5021180 | APS | EDGEWATE | 138 KV | T1 | LOAD
2156112802 | APS | EHAGERST | 138 KV | EHAGERSP | GEN
5021181 | APS | EHAGERST | 138 KV | T1 | LOAD
32947135 | APS | EHAGERST | 138 KV | T2 | LOAD
5021182 | APS | ELDORA | 138 KV | T1 | LOAD
5021183 | APS | ELDORA | 138 KV | T2 | LOAD
5021185 | APS | ELKGARDE | 138 KV | T2 | LOAD
87901575 | APS | ELLIOTSV | 34.5 KV | SCHSNTWF | GEN
2156115394 | APS | ELLIOTTP | 138 KV | ELLIOTLD | LOAD
5021186 | APS | EMERALD | 138 KV | T1 | LOAD
5021187 | APS | EMERALD | 138 KV | T2 | LOAD
33884111 | APS | ENLOW | 138 KV | T61 | LOAD
5021188 | APS | ENLOW | 138 KV | T62 | LOAD
5021189 | APS | ENON | 138 KV | T1A | LOAD
5021190 | APS | ENON | 138 KV | T1B | LOAD
5021191 | APS | ENON | 138 KV | T71 | LOAD
5021192 | APS | ENON | 138 KV | T72 | LOAD
5021193 | APS | ETHELSPR | 138 KV | T61 | LOAD
71856473 | APS | ETHELSPR | 138 KV | T62 | LOAD
5021194 | APS | EUREKA | 138 KV | T1 | LOAD
5021195 | APS | EVERSON | 138 KV | T1 | LOAD
5021196 | APS | EWAYNESB | 138 KV | T61 | LOAD
5021197 | APS | EWAYNESB | 138 KV | T62 | LOAD
5021198 | APS | FAIR APS | 138 KV | T1 | LOAD
5021199 | APS | FAWN | 138 KV | T1 | LOAD
5021200 | APS | FAWN | 138 KV | T61 | LOAD
5021201 | APS | FAWN | 138 KV | T62 | LOAD
5021202 | APS | FAYETTEV | 138 KV | T61 | LOAD
5021203 | APS | FAYETTEV | 138 KV | T62 | LOAD
5021204 | APS | FEAGANSM | 138 KV | T1 | LOAD
31020625 | APS | FEAGANSM | 138 KV | T2 | LOAD
2156116066 | APS | FEDDERS | 34.5 KV | BIGGSFSP | GEN
2156115848 | APS | FEDDERS | 34.5 KV | LOAD1 | LOAD
2156115852 | APS | FEDDERS | 34.5 KV | ROTOREX | LOAD
5021205 | APS | FEDE APS | 138 KV | T1 | LOAD
1218914429 | APS | FINZEL | 34.5 KV | FMRDGEWF | GEN
48933963 | APS | FLATRUN | 138 KV | T1-2 | LOAD
5022436 | APS | FORTMARTIN | 500 KV |  | EHV
1207062949 | APS | FRAN APS | 138 KV | MCQUAY2 | LOAD
5021208 | APS | FRAN APS | 138 KV | T1 | LOAD
5021209 | APS | FRAN APS | 138 KV | T2 | LOAD
5021210 | APS | FRAN APS | 138 KV | T62 | LOAD
5021211 | APS | FRAZIER | 138 KV | T62 | LOAD
71856475 | APS | FREDERIC | 230 KV | T1 | LOAD
71856477 | APS | FREDERIC | 230 KV | T2 | LOAD
71856479 | APS | FREDERIC | 230 KV | T5 | LOAD
5021215 | APS | FRENCHCR | 138 KV | T1 | LOAD
21601658 | APS | FRENCHCR | 138 KV | T2 | LOAD
2156114376 | APS | FRENCHSM | 34.5 KV | CAPONSP | GEN
2156114441 | APS | FRENCHSM | 34.5 KV | T1_LOAD | LOAD
2156114345 | APS | FRENCHSM | 34.5 KV | T2_LOAD | LOAD
5021217 | APS | FROSTBU1 | 138 KV | T1 | LOAD
41935409 | APS | FROSTBU1 | 138 KV | T2 | LOAD
71856481 | APS | FTMARRES | 138 KV | SS LOAD | LOAD
5021723 | APS | FTMARTIN | 22 KV | GEN 1 | GEN
5021724 | APS | FTMARTIN | 22 KV | GEN 2 | GEN
5021218 | APS | FTMARTIN | 22 KV | SS1 LOAD | LOAD
5021219 | APS | FTMARTIN | 22 KV | SS2 LOAD | LOAD
5021725 | APS | GANS | 138 KV | GEN 8 | GEN
5021726 | APS | GANS | 138 KV | GEN 9 | GEN
5021220 | APS | GANS | 138 KV | SS LOAD | LOAD
2041952301 | APS | GARFLD_T | 138 KV | T1 | LOAD
2156110445 | APS | GARFLD_T | 230 KV | LOAD230 | LOAD
5021221 | APS | GARRETT | 138 KV | T1 | LOAD
5021222 | APS | GARRETT | 138 KV | T4 | LOAD
5021223 | APS | GATESHIL | 138 KV | T1 | LOAD
5021224 | APS | GEPLASTI | 138 KV | T1 | LOAD
5021225 | APS | GILB APS | 138 KV | T2 | LOAD
5021227 | APS | GLENFALL | 138 KV | T1 | LOAD
5021228 | APS | GLENFALL | 138 KV | T2 | LOAD
5021229 | APS | GLENFALL | 138 KV | T3 | LOAD
5021230 | APS | GLENFALL | 138 KV | T4 | LOAD
5021231 | APS | GLENVILL | 138 KV | T1 | LOAD
5021232 | APS | GOBAIN | 138 KV | T1 | LOAD
2156114118 | APS | GOBAIN | 138 KV | T4 | LOAD
5021233 | APS | GOBAIN | 138 KV | T61 | LOAD
5021234 | APS | GOBAIN | 138 KV | T62 | LOAD
5021235 | APS | GOFFRUN | 138 KV | T1 | LOAD
5021236 | APS | GOFFRUN | 138 KV | T2 | LOAD
5021237 | APS | GOFFRUN | 138 KV | T3 | LOAD
53049041 | APS | GORDON | 138 KV | ARDENLF1 | GEN
5021241 | APS | GORDON | 138 KV | T2 | LOAD
5021242 | APS | GORDON | 138 KV | T3 | LOAD
5021239 | APS | GORDON | 138 KV | T61 | LOAD
5021240 | APS | GORDON | 138 KV | T62 | LOAD
38367921 | APS | GORDONSV | 115 KV | PRAT_AP | LOAD
5021243 | APS | GORE APS | 138 KV | T1 | LOAD
5021244 | APS | GORE APS | 138 KV | T2 | LOAD
5021246 | APS | GRAFTON | 138 KV | T1 | LOAD
5021247 | APS | GRAFTON | 138 KV | T2 | LOAD
53048703 | APS | GRANDPT | 138 KV | T61 | LOAD
5021249 | APS | GRANDPT | 138 KV | T62 | LOAD
1067168951 | APS | GRANDPT | 69 KV | BLURDGLF | GEN
32947165 | APS | GRANDPT | 69 KV | CHAM5-7 | GEN
32947167 | APS | GRANDPT | 69 KV | CHAM8-11 | GEN
31020627 | APS | GRANDPT | 69 KV | T1 | LOAD
5021250 | APS | GRANTSVI | 138 KV | T2 | LOAD
2156113224 | APS | GRANTTOW | 138 KV | AUX_LOAD | LOAD
112585961 | APS | GRANTTOW | 138 KV | T1 LOAD | LOAD
5021728 | APS | GRANTTOW | 18 KV | ABPP NUG | GEN
5021252 | APS | GRASSYFA | 138 KV | T1 | LOAD
83734403 | APS | GRASSYFA | 34.5 KV | BEECHG1 | GEN
83734405 | APS | GRASSYFA | 34.5 KV | BEECHG2 | GEN
1318144206 | APS | GRASSYFA | 34.5 KV | BEECHRBS | GEN
1268559810 | APS | GREE APS | 69 KV | T1 | LOAD
2156109307 | APS | GREENECC | 23 KV | AUXLD | LOAD
2156109437 | APS | GREENECC | 23 KV | GREENECC | GEN
83734407 | APS | GREENWOO | 138 KV | GREENWD | GEN
5021255 | APS | GREENWOO | 138 KV | T1 | LOAD
5021256 | APS | GREENWOO | 138 KV | T2 | LOAD
31020629 | APS | GREENWOO | 138 KV | T3 | LOAD
2156109174 | APS | GUILFORD | 13.8 KV | GEN12 | GEN
2156109175 | APS | GUILFORD | 13.8 KV | GEN13 | GEN
5021258 | APS | GUILFORD | 138 KV | T2 | LOAD
2156109757 | APS | GUILFORD | 34.5 KV | STT_1_SP | GEN
2156109756 | APS | GUILFORD | 34.5 KV | STT_2_SP | GEN
2156109545 | APS | GUILFORD | 34.5 KV | T1LD | LOAD
5021259 | APS | HALFWAY | 138 KV | T1 | LOAD
5021260 | APS | HALFWAY | 138 KV | T2 | LOAD
33884117 | APS | HALFWAY | 138 KV | T3 | LOAD
1356163032 | APS | HALFWAY | 34 KV | NTNLPIKE | GEN
1356163034 | APS | HALFWAY | 34 KV | PERENIAL | GEN
1356163033 | APS | HALFWAY | 34 KV | PINESBRG | GEN
74008627 | APS | HALFWAY | 34 KV | T4LD | LOAD
5021261 | APS | HAMI APS | 138 KV | T1 | LOAD
5021262 | APS | HAMI APS | 138 KV | T61 | LOAD
5021263 | APS | HARDY | 138 KV | T1 | LOAD
5021264 | APS | HARDY | 138 KV | T3 | LOAD
61482235 | APS | HARDY | 138 KV | T4 | LOAD
51019 | APS | HARR APS | 20 KV | GEN 1 | GEN
51020 | APS | HARR APS | 20 KV | GEN 2 | GEN
51021 | APS | HARR APS | 20 KV | GEN 3 | GEN
5021266 | APS | HARR APS | 20 KV | SS1 LOAD | LOAD
5021267 | APS | HARR APS | 20 KV | SS2 LOAD | LOAD
5021268 | APS | HARR APS | 20 KV | SS3 LOAD | LOAD
5021269 | APS | HARRCITY | 138 KV | T61 | LOAD
5022437 | APS | HARRISON | 500 KV |  | EHV
2156109306 | APS | HARSNRES | 138 KV | SS | LOAD
5021270 | APS | HARWICK | 138 KV | T1 | LOAD
5021271 | APS | HARWICK | 138 KV | T61 | LOAD
5021272 | APS | HARWICK | 138 KV | T62 | LOAD
5022439 | APS | HATFIELD | 500 KV |  | EHV
71856483 | APS | HATFIRES | 138 KV | LDT1CS | LOAD
71856485 | APS | HATFIRES | 138 KV | LDT2CS | LOAD
5021277 | APS | HAZELTON | 138 KV | T2 | LOAD
5021278 | APS | HEATERS | 138 KV | T1 | LOAD
32947139 | APS | HEATERS | 138 KV | T2 | LOAD
5021279 | APS | HEMPFIEL | 138 KV | T2 | LOAD
5021280 | APS | HEMPFIEL | 138 KV | T61 | LOAD
5021281 | APS | HEMPFIEL | 138 KV | T62 | LOAD
5021282 | APS | HOUSEVIL | 138 KV | T1 | LOAD
5021283 | APS | HOUSEVIL | 138 KV | T2 | LOAD
5021286 | APS | HOUSTON | 138 KV | T2A | LOAD
5021287 | APS | HOUSTON | 138 KV | T2B | LOAD
5021284 | APS | HOUSTON | 138 KV | T61 | LOAD
5021285 | APS | HOUSTON | 138 KV | T62 | LOAD
67719537 | APS | HREACHIE | 138 KV | T1 | LOAD
1348252264 | APS | HUGLERUN | 138 KV | TR1 | LOAD
5021288 | APS | HUNTINGD | 138 KV | T2 | LOAD
5021289 | APS | HUNTINGD | 138 KV | T61 | LOAD
5021290 | APS | HUNTINGD | 138 KV | T62 | LOAD
1368999045 | APS | IMPERIAL | 138 KV | IMPERIAL | LOAD
74008629 | APS | INTCOAL | 138 KV | LOAD1 | LOAD
5021291 | APS | INWOOD | 138 KV | T1 | LOAD
5021292 | APS | INWOOD | 138 KV | T2 | LOAD
32947141 | APS | INWOOD | 138 KV | T3 | LOAD
5021295 | APS | IRONBRID | 138 KV | T61 | LOAD
5021296 | APS | IRONBRID | 138 KV | T62 | LOAD
2156114974 | APS | IRONBRID | 25 KV | BUS1_LD | LOAD
2156114903 | APS | IRONBRID | 25 KV | BUS2_LD | LOAD
2156114995 | APS | IRONBRID | 25 KV | SPRNGLSP | GEN
5021297 | APS | IVYDALE | 138 KV | T1 | LOAD
21601659 | APS | JACKSONB | 138 KV | HOPEHAST | LOAD
5021298 | APS | JACKSONB | 138 KV | T1 | LOAD
5021299 | APS | JENNINGS | 138 KV | T1 | LOAD
1338419031 | APS | JOFFRE | 138 KV | FOX | LOAD
1338419030 | APS | JOFFRE | 138 KV | REVOLUTN | LOAD
1338430820 | APS | JOFFRE | 138 KV | SVC | GEN
5021300 | APS | JOHNSMAN | 138 KV | T1 | LOAD
10700762 | APS | JONESTAP | 138 KV | JONES | LOAD
5021301 | APS | JUGRUN | 138 KV | T1 | LOAD
5021302 | APS | JUNCTION | 138 KV | T1 | LOAD
5021303 | APS | KARNSCIT | 138 KV | T1 | LOAD
5021304 | APS | KARNSCIT | 138 KV | T2 | LOAD
5021305 | APS | KEARNEYS | 138 KV | T1 | LOAD
5021306 | APS | KEARNEYS | 138 KV | T2 | LOAD
78711723 | APS | KEISTERS | 138 KV | T61 | LOAD
5021310 | APS | KEISTERS | 138 KV | T62 | LOAD
2156110443 | APS | KEISTERS | 25 KV | LOAD1 | LOAD
2156110444 | APS | KEISTERS | 25 KV | LOAD2 | LOAD
1305130630 | APS | KELSOGAP | 34.5 KV | CRITRNWF | GEN
1305130631 | APS | KELSOGAP | 34.5 KV | FAIRWDWF | GEN
5021311 | APS | KILGO | 138 KV | T61 | LOAD
5021312 | APS | KILGO | 138 KV | T62 | LOAD
5021313 | APS | KINGFARM | 138 KV | T61 | LOAD
45565817 | APS | KINGFARM | 138 KV | T62 | LOAD
5021314 | APS | KINGWOOD | 138 KV | T1 | LOAD
5021315 | APS | KINGWOOD | 138 KV | T2 | LOAD
5021316 | APS | KISKIVAL | 138 KV | T1 | LOAD
5021317 | APS | KISKIVAL | 138 KV | T2 | LOAD
5021318 | APS | KITTANNI | 138 KV | T1 | LOAD
5021319 | APS | KITTANNI | 138 KV | T2 | LOAD
5021320 | APS | KITTANNI | 138 KV | T61 | LOAD
5021321 | APS | KITTANNI | 138 KV | T62 | LOAD
2156115704 | APS | KITZMILR | 34.5 KV | BACKBNSP | GEN
5021322 | APS | KLINESMI | 138 KV | T1 | LOAD
5021323 | APS | KRENDALE | 138 KV | T61 | LOAD
5021324 | APS | KRENDALE | 138 KV | T62 | LOAD
1338418687 | APS | LAGONDA | 138 KV | CONSOL | LOAD
5021325 | APS | LAGONDA | 138 KV | T61 | LOAD
5021326 | APS | LAGONDA | 138 KV | T62 | LOAD
5021734 | APS | LAKELYNN | 11 KV | GEN 1-4 | GEN
2156114416 | APS | LAKELYNN | 25 KV | GANSSP | GEN
2156114426 | APS | LAKELYNN | 25 KV | T71_LOAD | LOAD
5021330 | APS | LAMBERTO | 138 KV | T1 | LOAD
5021331 | APS | LARDIN | 138 KV | T61 | LOAD
5021332 | APS | LARKMEAD | 138 KV | T1 | LOAD
5021333 | APS | LARKMEAD | 138 KV | T2 | LOAD
123901511 | APS | LEADSVIL | 34.5 KV | LAURMTBT | GEN
123901513 | APS | LEADSVIL | 34.5 KV | LAURMTWF | GEN
2156109550 | APS | LEERS_T | 138 KV | LEERS_LD | LOAD
2156112927 | APS | LEERWEST | 138 KV | LEERW_LD | LOAD
2156115932 | APS | LEGORE | 34.5 KV | LEGORBSP | GEN
2156115706 | APS | LEGORE | 34.5 KV | LEHIGH | LOAD
2156115886 | APS | LEGORE | 34.5 KV | LOAD1 | LOAD
2156115613 | APS | LEGORE | 34.5 KV | LOAD2 | LOAD
5021335 | APS | LETTERKE | 138 KV | T61 | LOAD
67719539 | APS | LIMEKILN | 230 KV | T3 | LOAD
48933965 | APS | LIMEKILN | 230 KV | T4 | LOAD
71856495 | APS | LIMEKILN | 35 KV | LOADAL8 | LOAD
71856491 | APS | LIMEKILN | 35 KV | LOADBF1 | LOAD
71856489 | APS | LIMEKILN | 35 KV | LOADFAI | LOAD
71856493 | APS | LIMEKILN | 35 KV | LOADFK1 | LOAD
5021339 | APS | LINWOOD | 138 KV | T1 | LOAD
5021340 | APS | LINWOOD | 138 KV | T2 | LOAD
1047976 | APS | LOBO | 230 KV | 1TX | LOAD
2156114601 | APS | LONGCREE | 34.5 KV | BARTONSP | GEN
5021341 | APS | LONGREAC | 138 KV | UNIONCAR | LOAD
5021342 | APS | LOUGHSLA | 138 KV | T1 | LOAD
5021343 | APS | LOUGHSLA | 138 KV | T2 | LOAD
5021344 | APS | LOUGHSLA | 138 KV | T3 | LOAD
5021345 | APS | LOYALHAN | 138 KV | T1 | LOAD
5021346 | APS | LOYALHAN | 138 KV | T2 | LOAD
5021347 | APS | LOYALHAN | 138 KV | T61 | LOAD
5021348 | APS | LOYALHAN | 138 KV | T62 | LOAD
63381267 | APS | LOYALHAN | 138 KV | T63 | LOAD
5021349 | APS | LUXOR | 138 KV | T1 | LOAD
5021350 | APS | LUXOR | 138 KV | T61 | LOAD
5021351 | APS | LUXOR | 138 KV | T62 | LOAD
5021352 | APS | LUZERNE | 138 KV | T62 | LOAD
5021353 | APS | MAHANSLA | 138 KV | T1 | LOAD
71856497 | APS | MALDEN | 138 KV | T1 | LOAD
5021355 | APS | MANIFOLD | 138 KV | T61 | LOAD
48933969 | APS | MANIFOLD | 138 KV | T62 | LOAD
5021356 | APS | MAPLELAK | 138 KV | T1 | LOAD
5021357 | APS | MARGARET | 138 KV | T1 | LOAD
21601660 | APS | MARLOWE | 34 KV | 34KVLOAD | LOAD
1356163047 | APS | MARLOWE | 34 KV | BIGPOOL | GEN
1084391106 | APS | MARLOWE | 34 KV | HAGERTSP | GEN
74008631 | APS | MARLOWE | 34 KV | LOAD2 | LOAD
1356163048 | APS | MARLOWE | 34 KV | VINTAGE | GEN
5021362 | APS | MCALPIN | 138 KV | T1 | LOAD
5021363 | APS | MCALPIN | 138 KV | T2 | LOAD
67719541 | APS | MCCAIN | 230 KV | T2 LOAD | LOAD
71856499 | APS | MCCAIN | 230 KV | T3 LOAD | LOAD
71856501 | APS | MCCAIN | 230 KV | T4 LOAD | LOAD
51519901 | APS | MCCAIN | 35 KV | T1 | LOAD
119117443 | APS | MCCALMON | 138 KV | AKSTEEL | LOAD
5021369 | APS | MCCALMON | 138 KV | T1B | LOAD
5021370 | APS | MCCALMON | 138 KV | T2A | LOAD
5021371 | APS | MCCALMON | 138 KV | T3A | LOAD
5021372 | APS | MCCALMON | 138 KV | T61 | LOAD
5021373 | APS | MCCALMON | 138 KV | T63 | LOAD
5021376 | APS | MCCONNEL | 138 KV | T61 | LOAD
45565819 | APS | MCCONNEL | 138 KV | T62 | LOAD
2156114565 | APS | MCCONNEL | 34.5 KV | BLAIV1SP | GEN
2156111745 | APS | MCCONNEL | 34.5 KV | ELKHILSP | GEN
2156114110 | APS | MCCONNEL | 34.5 KV | GCOVE1SP | GEN
2156111826 | APS | MCCONNEL | 34.5 KV | LETZB_SP | GEN
2156111866 | APS | MCCONNEL | 34.5 KV | LOAD1 | LOAD
2156111755 | APS | MCCONNEL | 34.5 KV | LOAD2 | LOAD
2156111765 | APS | MCCONNEL | 34.5 KV | UPTON | GEN
2156114987 | APS | MCCONNEL | 34.5 KV | WILLMSSP | GEN
2156114143 | APS | MCDOWELL | 34.5 KV | GCOVE2SP | GEN
1183232223 | APS | MEADOWBR | 500 KV | SVC | GEN
5022440 | APS | MEADOWBROOK | 500 KV |  | EHV
2156113711 | APS | MECHATWN | 34.5 KV | BLAKESP | GEN
5021377 | APS | MESSICRD | 138 KV | T1 | LOAD
5021378 | APS | MESSICRD | 138 KV | T2 | LOAD
5021379 | APS | METTIKI | 138 KV | METTIKI | LOAD
5021380 | APS | METZ | 138 KV | T1 | LOAD
5021381 | APS | MIDDLEBO | 138 KV | T1 | LOAD
5021382 | APS | MILESBUR | 230 KV | T81 | LOAD
5021383 | APS | MILESBUR | 230 KV | T82 | LOAD
2156112928 | APS | MILLBR_T | 138 KV | LOAD | LOAD
38367819 | APS | MILLVILL | 34 KV | MILL_AP | LOAD
5021390 | APS | MIRACLER | 138 KV | T1 | LOAD
1268559962 | APS | MIRACLER | 138 KV | T2 | LOAD
5021391 | APS | MITCHELL | 138 KV | T4 | LOAD
5021392 | APS | MITCHELL | 138 KV | T5 | LOAD
1067159016 | APS | MOBLEY | 138 KV | LOAD1 | LOAD
2156110611 | APS | MONOCACY | 230 KV | BOOST | GEN
2156110612 | APS | MONOCACY | 230 KV | BUCK | GEN
1268571843 | APS | MONOCACY | 230 KV | SVC | GEN
5021395 | APS | MONOCACY | 230 KV | T1 | LOAD
5021396 | APS | MONOCACY | 230 KV | T2 | LOAD
51519905 | APS | MONOCACY | 230 KV | T5 | LOAD
2156116095 | APS | MONOCACY | 34.5 KV | T3 | LOAD
5021397 | APS | MONTERVI | 138 KV | T1 | LOAD
38367823 | APS | MONTGOME | 230 KV | T2 | LOAD
38367825 | APS | MONTGOME | 230 KV | T4 | LOAD
51519907 | APS | MONTGOME | 35 KV | T1 | LOAD
51519909 | APS | MONTGOME | 35 KV | T3 | LOAD
5021400 | APS | MORGAN | 138 KV | T1 | LOAD
5021401 | APS | MORGAN | 138 KV | T2 | LOAD
5021403 | APS | MTAIRY | 230 KV | T2 | LOAD
5021404 | APS | MTAIRY | 230 KV | T3 | LOAD
5021405 | APS | MTAIRY | 230 KV | T4 | LOAD
2156115843 | APS | MTAIRY | 34.5 KV | T1 | LOAD
1165469454 | APS | MTGATHER | 138 KV | MOUNTAIN | LOAD
5021406 | APS | MTWOOD | 138 KV | T1 | LOAD
5021407 | APS | MTZI APS | 138 KV | T1 | LOAD
5021408 | APS | MURRYCRE | 138 KV | T61 | LOAD
5021409 | APS | MURRYCRE | 138 KV | T62 | LOAD
5021410 | APS | NATIONAL | 138 KV | T1 | LOAD
5021411 | APS | NECESSIT | 138 KV | T1 | LOAD
45565821 | APS | NECESSIT | 138 KV | T2 | LOAD
5021412 | APS | NETTIE | 138 KV | T1 | LOAD
5021413 | APS | NEWBETHL | 138 KV | T62 | LOAD
5021414 | APS | NEWMARKE | 230 KV | T1 | LOAD
5021415 | APS | NEWMARKE | 230 KV | T2 | LOAD
1318132421 | APS | NEWMARKE | 230 KV | T3 | LOAD
5021739 | APS | NEWMARTI | 138 KV | HANN NUG | GEN
5021416 | APS | NEWMARTI | 138 KV | T1 | LOAD
5021417 | APS | NEWMARTI | 138 KV | T2 | LOAD
5021420 | APS | NFAYETTE | 138 KV | T61 | LOAD
5021421 | APS | NFAYETTE | 138 KV | T62 | LOAD
48934177 | APS | NFRANKLI | 138 KV | PENDL WF | GEN
5021422 | APS | NFRANKLI | 138 KV | T2 | LOAD
5021423 | APS | NGREENSB | 138 KV | T61 | LOAD
5021424 | APS | NGREENSB | 138 KV | T62 | LOAD
5021425 | APS | NIPETOWN | 138 KV | T1 | LOAD
45565823 | APS | NIPETOWN | 138 KV | T2 | LOAD
38367827 | APS | NIPETOWN | 138 KV | T3 | LOAD
74008711 | APS | NLONGVW | 26 KV | GEN 1 | GEN
135388695 | APS | NLONGVW | 26 KV | LOAD | LOAD
1248981102 | APS | NOAKFORD | 138 KV | DELMONT | LOAD
5021426 | APS | NOAKFORD | 138 KV | T61 | LOAD
77260083 | APS | NORTH LONGVIEW | 500 KV |  | EHV
5021427 | APS | NPETERSB | 138 KV | T1 | LOAD
41935411 | APS | NPETERSB | 138 KV | T2 | LOAD
48933971 | APS | NPOINTE2 | 138 KV | T1 | LOAD
5021428 | APS | NSHE APS | 138 KV | T1 | LOAD
5021429 | APS | NSHE APS | 138 KV | T2 | LOAD
5021430 | APS | NUNION | 138 KV | T61 | LOAD
5021431 | APS | NUNION | 138 KV | T62 | LOAD
5021432 | APS | NVIENNA | 138 KV | T1 | LOAD
5021433 | APS | NWASHING | 138 KV | T61 | LOAD
112585965 | APS | NYSWANER | 138 KV | T1 | LOAD
112585967 | APS | NYSWANER | 138 KV | T2 | LOAD
5021434 | APS | OAKG APS | 138 KV | SS1 LOAD | LOAD
5021435 | APS | OAKG APS | 138 KV | SS2 LOAD | LOAD
1379267755 | APS | OAKG APS | 18 KV | GEN 1 | GEN
1379267754 | APS | OAKG APS | 18 KV | GEN 2 | GEN
5021436 | APS | OAKMOUND | 138 KV | T1 | LOAD
5021437 | APS | OAKMOUND | 138 KV | T2 | LOAD
5021438 | APS | OAKPARK | 138 KV | T1 | LOAD
5021439 | APS | OAKPARK | 138 KV | T2 | LOAD
5021440 | APS | OLDCHAPE | 138 KV | T1 | LOAD
5021441 | APS | OLDCHAPE | 138 KV | T2 | LOAD
10700764 | APS | OLDFARM | 230 KV | T1 LOAD | LOAD
38367829 | APS | OLDFARM | 230 KV | T2 LOAD | LOAD
5021443 | APS | OPEQUON | 138 KV | T2 | LOAD
5021445 | APS | OPEQUON | 138 KV | T4 | LOAD
2156114440 | APS | OPEQUON | 34.5 KV | T1_LOAD | LOAD
2156114462 | APS | OPEQUON | 34.5 KV | T3_LOAD | LOAD
1165480361 | APS | OSAGE | 13.8 KV | MEA NUG | GEN
5021446 | APS | OSAGE | 138 KV | T1 | LOAD
76427699 | APS | OSAGE | 138 KV | T2 | LOAD
5021449 | APS | PADENCIT | 138 KV | T1 | LOAD
5021450 | APS | PADENCIT | 138 KV | T2 | LOAD
5021451 | APS | PAGE | 138 KV | T1 | LOAD
5021452 | APS | PAGE | 138 KV | T2 | LOAD
5021453 | APS | PAGE | 138 KV | T3 | LOAD
2156108942 | APS | PAGE | 138 KV | T4 | LOAD
5021454 | APS | PAPERCIT | 138 KV | T1 | LOAD
5021455 | APS | PAPERCIT | 138 KV | T2 | LOAD
38367831 | APS | PARAMOUN | 138 KV | T2 | LOAD
5021456 | APS | PARKERSB | 138 KV | T1 | LOAD
5021457 | APS | PARKERSB | 138 KV | T2 | LOAD
5021458 | APS | PARKERSB | 138 KV | T3 | LOAD
5021459 | APS | PARKERSB | 138 KV | T4 | LOAD
5021460 | APS | PARKVIEW | 138 KV | T1 | LOAD
5021461 | APS | PARKVIEW | 138 KV | T2 | LOAD
5021462 | APS | PARRRUN | 138 KV | T1 | LOAD
5021463 | APS | PARRRUN | 138 KV | T2 | LOAD
5021464 | APS | PARSONS | 138 KV | T1 | LOAD
5021465 | APS | PENN APS | 138 KV | T61 | LOAD
2156109547 | APS | PERRYMA1 | 138 KV | T1 | LOAD
5021466 | APS | PETERS | 138 KV | T2 | LOAD
5021467 | APS | PETERS | 138 KV | T61 | LOAD
5021468 | APS | PETERS | 138 KV | T62 | LOAD
5021469 | APS | PICKENS | 138 KV | T1 | LOAD
5021470 | APS | PIERPONT | 138 KV | T1 | LOAD
5021471 | APS | PIERPONT | 138 KV | T2 | LOAD
5021472 | APS | PINEY FK | 138 KV | T61 | LOAD
5021473 | APS | PINEY FK | 138 KV | T62 | LOAD
32947143 | APS | PITTMILL | 138 KV | T1 MALL | LOAD
5021743 | APS | PLEA APS | 26 KV | GEN 1 | GEN
5021744 | APS | PLEA APS | 26 KV | GEN 2 | GEN
5021474 | APS | PLEA APS | 26 KV | SS LOAD1 | LOAD
5021475 | APS | PLEA APS | 26 KV | SS LOAD2 | LOAD
5022441 | APS | PLEASANTS | 500 KV |  | EHV
78711725 | APS | PLEASNT | 138 KV | LD_1 | LOAD
78711727 | APS | PLEASNT | 138 KV | LD_2 | LOAD
50167 | APS | POTTER | 115 KV | 115LD1 | LOAD
50168 | APS | POTTER | 115 KV | 115LD2 | LOAD
5021477 | APS | POWELLMT | 138 KV | T1 | LOAD
5021478 | APS | PRICEHIL | 138 KV | T1 | LOAD
38367833 | APS | PRICEHIL | 138 KV | T2 | LOAD
2156114097 | APS | PRICEHIL | 138 KV | T3 | LOAD
5022442 | APS | PRUNTYTOWN | 500 KV |  | EHV
74008633 | APS | PURSLEY | 138 KV | LOAD1 | LOAD
5021479 | APS | QUAKERST | 138 KV | T1 | LOAD
5021480 | APS | QUAKERST | 138 KV | T2 | LOAD
5021481 | APS | QUEHANNA | 230 KV | T81 | LOAD
5021482 | APS | QUIETDEL | 138 KV | T2 | LOAD
5021485 | APS | REDBUD | 138 KV | T3 | LOAD
5021486 | APS | REDBUD | 138 KV | T4 | LOAD
2156115551 | APS | REDBUD | 34.5 KV | LOAD1 | LOAD
2156115373 | APS | REDBUD | 34.5 KV | LOAD2 | LOAD
2156115362 | APS | REDBUD | 34.5 KV | RDBDRNSP | GEN
5021487 | APS | REID | 138 KV | T1 | LOAD
5021488 | APS | REID | 138 KV | T2 | LOAD
1356178209 | APS | RHODESLN | 500 KV |  | EHV
1318144266 | APS | RICHWDHL | 138 KV | SVC | GEN
5021490 | APS | RIDG APS | 138 KV | T1 | LOAD
5021491 | APS | RIDG APS | 138 KV | T2 | LOAD
5021492 | APS | RIDGELEY | 138 KV | T1 | LOAD
5021493 | APS | RIDGELEY | 138 KV | T2 | LOAD
5021494 | APS | RINGGOLD | 138 KV | T5 | LOAD
5021495 | APS | RINGGOLD | 138 KV | T6 | LOAD
123900927 | APS | RINGGOLD | 230 KV | T5 LOAD | LOAD
123900929 | APS | RINGGOLD | 230 KV | T6 LOAD | LOAD
5021745 | APS | RIVERTON | 138 KV | DUM HYD | GEN
5021496 | APS | RIVERTON | 138 KV | T1 | LOAD
33884119 | APS | RIVERTON | 138 KV | T2 | LOAD
57967521 | APS | RIVERTON | 138 KV | T3 | LOAD
5021499 | APS | RIVESVIL | 138 KV | SS LOAD | LOAD
1067159141 | APS | ROARCREK | 138 KV | LOAD1 | LOAD
5021500 | APS | ROBBINS | 138 KV | T61 | LOAD
5021501 | APS | ROBBINS | 138 KV | T62 | LOAD
5021502 | APS | ROBERTS | 138 KV | T2 | LOAD
5021503 | APS | ROCHEVIT | 138 KV | T1 | LOAD
21601805 | APS | RONCO | 18 KV | CT1 | GEN
21601806 | APS | RONCO | 18 KV | CT2 | GEN
21601807 | APS | RONCO | 18 KV | STM | GEN
21601869 | APS | RONCO | 500 KV |  | EHV
112586189 | APS | ROTHROCK | 34.5 KV | ROTHRKWF | GEN
5021504 | APS | RUTHBELL | 138 KV | T1 | LOAD
2156114730 | APS | SAGE | 230 KV | 1TR | LOAD
2156114655 | APS | SAGE | 230 KV | 2TR | LOAD
2156115651 | APS | SAGE | 230 KV | 3TR | LOAD
2156115683 | APS | SAGE | 230 KV | 4TR | LOAD
5021506 | APS | SALTSBUR | 138 KV | T2 | LOAD
5021507 | APS | SALTSBUR | 138 KV | T61 | LOAD
5021508 | APS | SANDFTAP | 138 KV | LOAD 1 | LOAD
5021509 | APS | SANFORD | 138 KV | T1 | LOAD
38367839 | APS | SAXONBUR | 138 KV | T61 | LOAD
5021748 | APS | SBEND | 18 KV | CT1 | GEN
5021749 | APS | SBEND | 18 KV | CT2 | GEN
5021750 | APS | SBEND | 18 KV | CT3 | GEN
5021752 | APS | SBEND | 18 KV | CT4 | GEN
5021510 | APS | SCHESTER | 138 KV | T1 | LOAD
5021512 | APS | SENECACA | 138 KV | T1 | LOAD
32947147 | APS | SEWICKLE | 138 KV | T2 | LOAD
5021513 | APS | SEWICKLE | 138 KV | T61 | LOAD
1067159156 | APS | SFAIRMNT | 138 KV | LOAD | LOAD
45565825 | APS | SFAYETTE | 138 KV | T61 | LOAD
5021514 | APS | SHAFFERS | 138 KV | T61 | LOAD
5021515 | APS | SHAFFERS | 138 KV | T62 | LOAD
1348252262 | APS | SHANNONR | 138 KV | T1 | LOAD
5021516 | APS | SHANORMA | 138 KV | T61 | LOAD
31020633 | APS | SHEPERDS | 138 KV | T1 LOAD | LOAD
5021519 | APS | SHEPERDS | 138 KV | T2 | LOAD
1067159163 | APS | SHERWOD | 138 KV | LOAD1 | LOAD
5021520 | APS | SHINGLET | 230 KV | T81 | LOAD
5021521 | APS | SHINGLET | 230 KV | T82 | LOAD
5021522 | APS | SHINNSRN | 138 KV | T1 | LOAD
5021523 | APS | SHORTGAP | 138 KV | T1 | LOAD
41935413 | APS | SHORTGAP | 138 KV | T2 | LOAD
5021524 | APS | SILVERVI | 138 KV | T62 | LOAD
5021525 | APS | SLEEPYHO | 138 KV | T1 | LOAD
5021526 | APS | SLEEPYHO | 138 KV | T2 | LOAD
48933973 | APS | SLEEPYHO | 138 KV | T3 | LOAD
74008635 | APS | SLEEPYHO | 138 KV | T4 | LOAD
5021529 | APS | SMIT APS | 138 KV | T3 | LOAD
5021530 | APS | SMIT APS | 138 KV | T61 | LOAD
2156114629 | APS | SMIT APS | 25 KV | SMIFRASP | GEN
2156114579 | APS | SMIT APS | 25 KV | T2_LD | LOAD
2156114561 | APS | SMIT APS | 25 KV | UNE2_LD | LOAD
5021531 | APS | SMITHTON | 138 KV | T61 | LOAD
5021532 | APS | SMITHTON | 138 KV | T62 | LOAD
5021533 | APS | SMORGANT | 138 KV | T1 | LOAD
5021534 | APS | SMORGANT | 138 KV | T2 | LOAD
112585977 | APS | SNOWYCRE | 69 KV | LOAD1 | LOAD
5021536 | APS | SOAKFORD | 138 KV | T61 | LOAD
5021537 | APS | SOCIALHA | 138 KV | T2 | LOAD
38367929 | APS | SOMERSET | 35 KV | SOME_AP | LOAD
5021538 | APS | SONY | 138 KV | T61 | LOAD
5021539 | APS | SONY | 138 KV | T62 | LOAD
11517088 | APS | SOUTHBEND | 500 KV |  | EHV
2156114244 | APS | SPECKSRN | 138 KV | T2LD | LOAD
5021540 | APS | SPERRYVI | 138 KV | T2 | LOAD
2156109546 | APS | SPERRYVI | 138 KV | TR4 | LOAD
5021754 | APS | SPRINGDA | 13 KV | AES 1 | GEN
5021755 | APS | SPRINGDA | 13 KV | AES 2 | GEN
21601808 | APS | SPRINGDA | 18 KV | CT3 | GEN
78711733 | APS | SPRINGDA | 18 KV | CT3 AUX | LOAD
21601809 | APS | SPRINGDA | 18 KV | CT4 | GEN
78711735 | APS | SPRINGDA | 18 KV | CT4 AUX | LOAD
21601810 | APS | SPRINGDA | 18 KV | ST5 | GEN
78711737 | APS | SPRINGDA | 18 KV | ST5 AUX | LOAD
1268571879 | APS | SQUABHOL | 230 KV | SVC | GEN
5021543 | APS | STCL APS | 138 KV | T61 | LOAD
5021544 | APS | STCL APS | 138 KV | T62 | LOAD
61482237 | APS | STEPHENS | 138 KV | T1 | LOAD
61482239 | APS | STEPHENS | 138 KV | T2 | LOAD
5021545 | APS | STMARYS | 138 KV | T1 | LOAD
5021546 | APS | STONYRD | 138 KV | T1 | LOAD
5021547 | APS | STONYRD | 138 KV | T2 | LOAD
5021548 | APS | STONYRD | 138 KV | T3 | LOAD
1379254873 | APS | STRASBUR | 138 KV | SVEC | LOAD
38367843 | APS | STRASBUR | 138 KV | T1_AP | LOAD
5021550 | APS | STRASBUR | 138 KV | T2 | LOAD
5021551 | APS | STRASBUR | 138 KV | T3 | LOAD
2156111610 | APS | SULPHRCI | 34.5 KV | BLACKRWF | GEN
5021552 | APS | SUMMERSV | 138 KV | T1 | LOAD
5021553 | APS | SUMMERSV | 138 KV | T2 | LOAD
1356150638 | APS | SUNDELMT | 138 KV | SUNOCO | LOAD
5021554 | APS | SUNION | 138 KV | T61 | LOAD
5021555 | APS | SUNION | 138 KV | T62 | LOAD
5021556 | APS | SUTTON | 138 KV | T1 | LOAD
1268560160 | APS | SUTTONHI | 69 KV | T1 | LOAD
5021558 | APS | SVIENNA | 138 KV | T1 | LOAD
5021559 | APS | TALLMANS | 138 KV | T1 | LOAD
5021560 | APS | TANEYTOW | 138 KV | T1 | LOAD
45565827 | APS | TANEYTOW | 138 KV | T2 | LOAD
5021561 | APS | TEXASEA5 | 138 KV | T1 | LOAD
5021562 | APS | TEXASEA6 | 138 KV | T1 | LOAD
2156115000 | APS | TIMBERLA | 138 KV | LD1 | LOAD
5021563 | APS | TRISSLER | 138 KV | T1 | LOAD
5021564 | APS | TRISSLER | 138 KV | T2 | LOAD
5021565 | APS | TRISSLER | 138 KV | T3 | LOAD
2156109173 | APS | TWINRIDG | 34.5 KV | MSNDXNWF | GEN
1075454464 | APS | TWINRIDG | 34.5 KV | TWNRDGWF | GEN
2156109549 | APS | TWO_SIX | 138 KV | LOAD | LOAD
2156115906 | APS | UNBRDGSL | 34.5 KV | UNIONBSP | GEN
5021566 | APS | UNIONRD | 138 KV | T1 | LOAD
2156116017 | APS | UNIONVLE | 34.5 KV | LOAD1 | LOAD
2156116140 | APS | UNIONVLE | 34.5 KV | LOAD2 | LOAD
5021567 | APS | VANCEVIL | 138 KV | T2 | LOAD
2156113257 | APS | VANDERGR | 138 KV | PONYTLSP | GEN
5021568 | APS | VANDERGR | 138 KV | T2 | LOAD
5021569 | APS | VANDERGR | 138 KV | T61 | LOAD
5021570 | APS | VANDERGR | 138 KV | T62 | LOAD
1368999044 | APS | VANVILLE | 138 KV | T19 | LOAD
5021571 | APS | VARNER | 138 KV | T1 | LOAD
5021572 | APS | VASCO | 138 KV | T1 | LOAD
2156110808 | APS | VENSRUNT | 138 KV | VENSLD | LOAD
5021573 | APS | VISCOSE | 138 KV | T1 | LOAD
2156110807 | APS | VOLGATAP | 138 KV | VOLGALD | LOAD
1218903203 | APS | WALDORUN | 138 KV | SHERWD1 | LOAD
1218903204 | APS | WALDORUN | 138 KV | SHERWD2 | LOAD
1218914430 | APS | WALDORUN | 138 KV | SVC | GEN
5021574 | APS | WALKERSV | 138 KV | T1 | LOAD
5021575 | APS | WALKERSV | 138 KV | T2 | LOAD
5021576 | APS | WALTZMIL | 138 KV | T2 | LOAD
5021577 | APS | WARFORDS | 138 KV | T2 | LOAD
2156114028 | APS | WARRIORN | 138 KV | AUX_LOAD | LOAD
1318144253 | APS | WARRIORN | 138 KV | WARIORBS | GEN
2156114024 | APS | WARRIORN | 18 KV | GEN1 | GEN
5021579 | APS | WASH APS | 138 KV | T2 | LOAD
5021580 | APS | WASH APS | 138 KV | T61 | LOAD
5021581 | APS | WASH APS | 138 KV | T62 | LOAD
5021583 | APS | WASH2APS | 138 KV | AGA GAS | LOAD
5021582 | APS | WASH2APS | 138 KV | T1 | LOAD
5021584 | APS | WAVERLY | 138 KV | T2 | LOAD
5021586 | APS | WEIRTON | 138 KV | T2 | LOAD
5021587 | APS | WEIRTON | 138 KV | T3 | LOAD
5021588 | APS | WEIRTON | 138 KV | T4 | LOAD
5021589 | APS | WEIRTON | 138 KV | T5 | LOAD
5021590 | APS | WEIRTON | 138 KV | T6 | LOAD
5021591 | APS | WESTON | 138 KV | T1 | LOAD
5021592 | APS | WESTON | 138 KV | T2 | LOAD
5021593 | APS | WESTRAVE | 138 KV | T61 | LOAD
5021594 | APS | WESTRAVE | 138 KV | T62 | LOAD
5021595 | APS | WESTRUN | 138 KV | T1 | LOAD
5021596 | APS | WESTRUN | 138 KV | T2 | LOAD
5021597 | APS | WESTVACO | 138 KV | T1 | LOAD
5021598 | APS | WESTVACO | 138 KV | T2 | LOAD
65732139 | APS | WESTVACO | 138 KV | WVACO G1 | GEN
65732141 | APS | WESTVACO | 138 KV | WVACO G2 | GEN
5021599 | APS | WHITELEY | 138 KV | T1 | LOAD
5021600 | APS | WHITELEY | 138 KV | T2 | LOAD
5021601 | APS | WHITEVAL | 138 KV | T1 | LOAD
5021602 | APS | WHITEVAL | 138 KV | T61 | LOAD
5021603 | APS | WHITEVAL | 138 KV | T62 | LOAD
5021604 | APS | WILLAMET | 138 KV | T61 | LOAD
5021757 | APS | WILLIAM | 34 KV | BACKBONE | GEN
33884143 | APS | WILLIAM | 34 KV | WINDFARM | GEN
112585981 | APS | WILLIAM | 69 KV | LOAD1 | LOAD
74008639 | APS | WILLMCRK | 138 KV | T1 | LOAD
74008641 | APS | WILLMCRK | 138 KV | T2 | LOAD
1123179716 | APS | WILLOWIH | 6.9 KV | WILLHYD1 | GEN
1123179717 | APS | WILLOWIH | 6.9 KV | WILLHYD2 | GEN
5021608 | APS | WIND APS | 138 KV | T1 | LOAD
2156113893 | APS | WJEFERSN | 230 KV | TR1 | LOAD
5021610 | APS | WMIL APS | 138 KV | T1 | LOAD
1356150637 | APS | WMORELND | 20 KV | AUXA | LOAD
1356150636 | APS | WMORELND | 20 KV | AUXB | LOAD
1356163093 | APS | WMORELND | 20 KV | CT1 | GEN
1356163092 | APS | WMORELND | 20 KV | CT2 | GEN
1356163094 | APS | WMORELND | 20 KV | STG | GEN
1356178207 | APS | WMORELND | 500 KV |  | EHV
5021613 | APS | WOLFRUN | 138 KV | WOLFRUN | LOAD
5021614 | APS | WOODLAND | 138 KV | T2 | LOAD
5021615 | APS | WOVE APS | 138 KV | T1 | LOAD
5021616 | APS | WUNION | 138 KV | T2 | LOAD
5021617 | APS | WWAYNESB | 138 KV | T2 | LOAD
5021618 | APS | WWAYNESB | 138 KV | T61 | LOAD
5021619 | APS | WWAYNESB | 138 KV | T62 | LOAD
5021620 | APS | WWINCHES | 138 KV | T1 | LOAD
5021621 | APS | WWINCHES | 138 KV | T2 | LOAD
74008643 | APS | WWINCHES | 138 KV | T3 | LOAD
5021622 | APS | WYCOFF | 138 KV | T1 | LOAD
5022443 | APS | WYLIERIDGE | 500 KV |  | EHV
5021623 | APS | YOUNGWOO | 138 KV | T1 | LOAD
5021624 | APS | YOUNGWOO | 138 KV | T2 | LOAD
5021625 | APS | YOUNGWOO | 138 KV | T61 | LOAD
5021626 | APS | YOUNGWOO | 138 KV | T62 | LOAD
5022444 | APS | YUKON | 500 KV |  | EHV
98369975 | ATSI | 02AMSTED | 138 KV | TR2 | LOAD
98369973 | ATSI | 02AMSTED | 138 KV | TR6 | LOAD
93353477 | ATSI | 02ANGOLA | 138 KV | TR1 | LOAD
93353479 | ATSI | 02ANGOLA | 138 KV | TR2 | LOAD
98369977 | ATSI | 02ARMCO | 138 KV | TR1 | LOAD
98369979 | ATSI | 02ARMCO | 138 KV | TR2 | LOAD
98369981 | ATSI | 02ARMCO | 138 KV | TR3 | LOAD
98369983 | ATSI | 02ARMCO | 138 KV | TR4 | LOAD
93353485 | ATSI | 02AYERSV | 138 KV | TR1 | LOAD
93353487 | ATSI | 02BRUSH | 138 KV | TR1 | LOAD
98369987 | ATSI | 02BRWELL | 138 KV | TR1 | LOAD
98369989 | ATSI | 02BWAK | 138 KV | TR1 | LOAD
98369991 | ATSI | 02BWAK | 138 KV | TR2 | LOAD
98369993 | ATSI | 02CARDNT | 69 KV | TR1 | LOAD
1067163868 | ATSI | 02CLINTN | 11 KV | TR1 | LOAD
1067163869 | ATSI | 02CLINTN | 11 KV | TR2 | LOAD
1067163870 | ATSI | 02CLINTN | 11 KV | TR3 | LOAD
93353495 | ATSI | 02CLINTN | 138 KV | TR71 | LOAD
93353497 | ATSI | 02CLINTN | 138 KV | TR72 | LOAD
2041967818 | ATSI | 02COLLIN | 138 KV | BTM | LOAD
1552834069 | ATSI | 02COLLIN | 138 KV | T2 | LOAD
98370383 | ATSI | 02COLLIN | 138 KV | TR1 | LOAD
98369995 | ATSI | 02CORTLD | 138 KV | TR1 | LOAD
98370385 | ATSI | 02CPP_NH | 138 KV | TR1 | LOAD
98370387 | ATSI | 02CPP_NH | 138 KV | TR2 | LOAD
93353499 | ATSI | 02CRESTW | 138 KV | TR71 | LOAD
93353501 | ATSI | 02CRESTW | 138 KV | TR72 | LOAD
93353503 | ATSI | 02CRYSTL | 138 KV | TR71 | LOAD
93353505 | ATSI | 02DARWIN | 138 KV | TR71 | LOAD
93353507 | ATSI | 02DAWSON | 138 KV | TR1 | LOAD
93353509 | ATSI | 02DAWSON | 138 KV | TR3 | LOAD
93353511 | ATSI | 02DECANT | 138 KV | TR1 | LOAD
93353513 | ATSI | 02DEFISW | 138 KV | TR1 | LOAD
93353515 | ATSI | 02DELL | 138 KV | TR71 | LOAD
93353517 | ATSI | 02DELL | 138 KV | TR72 | LOAD
98370389 | ATSI | 02DIVISN | 138 KV | TR1 | LOAD
98370391 | ATSI | 02DIVISN | 138 KV | TR2 | LOAD
98370393 | ATSI | 02DIVISN | 138 KV | TR3 | LOAD
98369997 | ATSI | 02DUALRT | 138 KV | TR1 | LOAD
1107283768 | ATSI | 02DUALRT | 138 KV | YACHIYO | LOAD
93353519 | ATSI | 02DUNBAR | 138 KV | TR71 | LOAD
93353521 | ATSI | 02DUNBAR | 138 KV | TR72 | LOAD
93353523 | ATSI | 02DUNKRK | 138 KV | TR71 | LOAD
98370395 | ATSI | 02E_IND | 138 KV | TR1 | LOAD
98370397 | ATSI | 02E_IND | 138 KV | TR2 | LOAD
93353525 | ATSI | 02EATON | 138 KV | TR71 | LOAD
93353527 | ATSI | 02EBER | 138 KV | TR1 | LOAD
93353529 | ATSI | 02ELDEN | 138 KV | TR71 | LOAD
93353531 | ATSI | 02ELDEN | 138 KV | TR72 | LOAD
98369999 | ATSI | 02ELWOOD | 138 KV | TR1 | LOAD
98370001 | ATSI | 02ELWOOD | 138 KV | TR2 | LOAD
93353533 | ATSI | 02EMILY | 138 KV | TR71 | LOAD
93353535 | ATSI | 02EMILY | 138 KV | TR72 | LOAD
93353537 | ATSI | 02ERIE | 138 KV | TR71 | LOAD
93353539 | ATSI | 02FABER | 138 KV | TR71 | LOAD
2156115815 | ATSI | 02FAYET | 138 KV | BUCKWOLV | LOAD
106856793 | ATSI | 02FAYET | 138 KV | TR1 | LOAD
93353541 | ATSI | 02FIVEPT | 138 KV | TR1 | LOAD
93353543 | ATSI | 02FORD | 138 KV | TR1 | LOAD
93353545 | ATSI | 02FORD | 138 KV | TR2 | LOAD
93353551 | ATSI | 02FORTIN | 138 KV | TR1 | LOAD
93353553 | ATSI | 02FREY | 138 KV | TR1 | LOAD
93353555 | ATSI | 02GARFLD | 138 KV | TR71 | LOAD
93353561 | ATSI | 02GMC | 138 KV | TR1 | LOAD
93353563 | ATSI | 02GMC | 138 KV | TR2 | LOAD
93353565 | ATSI | 02GMC | 138 KV | TR3 | LOAD
98370003 | ATSI | 02HAMILT | 138 KV | LD1 | LOAD
93353573 | ATSI | 02HAMLTN | 138 KV | TR1 | LOAD
93353571 | ATSI | 02HAMLTN | 138 KV | TR2 | LOAD
93353569 | ATSI | 02HAMLTN | 138 KV | TR3 | LOAD
93353567 | ATSI | 02HAMLTN | 138 KV | TR4 | LOAD
135389027 | ATSI | 02HUMMEL | 36 KV | LDFDR | LOAD
93353587 | ATSI | 02INCA | 138 KV | TR71 | LOAD
119117447 | ATSI | 02IRON | 138 KV | TR71 | LOAD
119117449 | ATSI | 02IRON | 138 KV | TR72 | LOAD
93353593 | ATSI | 02JMP | 138 KV | TR1 | LOAD
93353595 | ATSI | 02JMP2 | 138 KV | TR10 | LOAD
93353597 | ATSI | 02JMP2 | 138 KV | TR11 | LOAD
1268565225 | ATSI | 02JOHNCT | 138 KV | LDJC | LOAD
2156110857 | ATSI | 02JOHNCT | 138 KV | LDJC2 | LOAD
1268565226 | ATSI | 02JOHNCT | 138 KV | TR1 | LOAD
93353603 | ATSI | 02JP | 138 KV | TR1 | LOAD
93353601 | ATSI | 02JP | 138 KV | TR2 | LOAD
93353599 | ATSI | 02JP | 138 KV | TR3 | LOAD
93353605 | ATSI | 02KYHS | 138 KV | TR1 | LOAD
48934101 | ATSI | 02KYHS | 138 KV | TR2 | LOAD
2041967841 | ATSI | 02LAKERD | 138 KV | 69KVLOAD | LOAD
1268565484 | ATSI | 02LAKERD | 138 KV | T1 LD | LOAD
1268565485 | ATSI | 02LAKERD | 138 KV | T2 LD | LOAD
93353607 | ATSI | 02LARK | 138 KV | TR71 | LOAD
93353609 | ATSI | 02LARK | 138 KV | TR72 | LOAD
93353611 | ATSI | 02LIMECT | 138 KV | TR1 | LOAD
93353613 | ATSI | 02LIMECT | 138 KV | TR2 | LOAD
98370297 | ATSI | 02LTV | 138 KV | TR1 | LOAD
93353619 | ATSI | 02LYONS | 138 KV | TR1 | LOAD
93353623 | ATSI | 02MARBLE | 138 KV | TR71 | LOAD
93353621 | ATSI | 02MARBLE | 138 KV | TR72 | LOAD
98370005 | ATSI | 02MLCRK | 138 KV | TR1 | LOAD
98370399 | ATSI | 02N_EAST | 138 KV | TR1 | LOAD
98370401 | ATSI | 02N_EAST | 138 KV | TR2 | LOAD
2156112439 | ATSI | 02NASA | 34 KV | A1_LOAD | LOAD
2156112397 | ATSI | 02NASA | 34 KV | A2_LOAD | LOAD
32414685 | ATSI | 02NASA | 34 KV | E | LOAD
2156112452 | ATSI | 02NASA | 34 KV | K10_LOAD | LOAD
2156112508 | ATSI | 02NASA | 34 KV | K7_LOAD | LOAD
2156112376 | ATSI | 02NASA | 34 KV | K8_LOAD | LOAD
2156112471 | ATSI | 02NASA | 34 KV | K9_LOAD | LOAD
98370299 | ATSI | 02NASH | 138 KV | TR71 | LOAD
98370301 | ATSI | 02NASH | 138 KV | TR72 | LOAD
98370303 | ATSI | 02NEWPRT | 138 KV | TR71 | LOAD
93353625 | ATSI | 02OILEVS | 138 KV | TR1 | LOAD
93353627 | ATSI | 02OILEVS | 138 KV | TR2 | LOAD
93353629 | ATSI | 02OREGON | 138 KV | TR1 | LOAD
98370305 | ATSI | 02PAWNEE | 138 KV | TR71 | LOAD
93353639 | ATSI | 02RDGVL | 138 KV | TR1 | LOAD
98370013 | ATSI | 02ROSEMT | 138 KV | TR1 | LOAD
98370403 | ATSI | 02S_EAST | 138 KV | TR1 | LOAD
98370405 | ATSI | 02S_EAST | 138 KV | TR2 | LOAD
93353641 | ATSI | 02SILICA | 138 KV | TR1 | LOAD
93353643 | ATSI | 02SILICA | 138 KV | TR2 | LOAD
93353645 | ATSI | 02SWANTN | 138 KV | TR1 | LOAD
93353647 | ATSI | 02SYLVNA | 138 KV | TR1 | LOAD
98370015 | ATSI | 02TEREX | 138 KV | TR1 | LOAD
98370017 | ATSI | 02TEREX | 138 KV | TR2 | LOAD
135388727 | ATSI | 02TOUSNT | 69 KV | DAVBAS69 | LOAD
98370019 | ATSI | 02WADS | 138 KV | TR1 | LOAD
98370021 | ATSI | 02WADS | 138 KV | TR2 | LOAD
93353653 | ATSI | 02WALBRD | 138 KV | TR1 | LOAD
93353655 | ATSI | 02WALBRD | 138 KV | TR2 | LOAD
93353657 | ATSI | 02WATERV | 138 KV | TR1 | LOAD
93353659 | ATSI | 02WENTWT | 138 KV | TR1 | LOAD
93353661 | ATSI | 02WENTWT | 138 KV | TR2 | LOAD
93353663 | ATSI | 02WESTGT | 138 KV | TR1 | LOAD
2041967856 | ATSI | 04CPPW41 | 69 KV | 69KVLOAD | LOAD
135388729 | ATSI | 1ST_ST | 69 KV | TR1 | LOAD
1218908240 | ATSI | 21STREET | 69 KV | 21ST LD | LOAD
135388731 | ATSI | 5TH_ST | 69 KV | TR1 | LOAD
135388733 | ATSI | 5TH_ST | 69 KV | TR2 | LOAD
135388735 | ATSI | 6TH_ST | 69 KV | TR1 | LOAD
2156111274 | ATSI | 911INDUS | 138 KV | 911_LOAD | LOAD
1348257155 | ATSI | ABBE | 69 KV | T1 LD | LOAD
1869182865 | ATSI | ACMEHILL | 69 KV | T1 | LOAD
1869183610 | ATSI | ADAMSFE | 69 KV | T1 | LOAD
1869183609 | ATSI | ADAMSFE | 69 KV | T2 | LOAD
2156114540 | ATSI | ADAMSRID | 69 KV | T1LD | LOAD
93353669 | ATSI | ADMIRAL | 34 KV | TR-1 | LOAD
2041966868 | ATSI | AERO | 69 KV | T1 | LOAD
98370023 | ATSI | AETNA | 138 KV | TR3 | LOAD
32414793 | ATSI | AETNA | 23 KV | A | LOAD
123901017 | ATSI | AIR_PROD | 138 KV | TR1 | LOAD
123901019 | ATSI | AIR_PROD | 138 KV | TR2 | LOAD
98370025 | ATSI | AIRPRKFE | 138 KV | TR1 | LOAD
1338423896 | ATSI | ALCOAFE | 138 KV | ALCOA LD | LOAD
1207068118 | ATSI | ALLENMOD | 138 KV | T2 | LOAD
135388737 | ATSI | ALTA | 69 KV | TR1 | LOAD
1869183626 | ATSI | AMCOR | 69 KV | T1 | LOAD
1869183649 | ATSI | AMERAUG | 69 KV | T1 | LOAD
2041966831 | ATSI | ANDOVRFE | 69 KV | T1 | LOAD
2041966832 | ATSI | ANDOVRFE | 69 KV | T2 | LOAD
98370309 | ATSI | ASH_C | 138 KV | Q31 | LOAD
98370307 | ATSI | ASH_C | 138 KV | TR6 | LOAD
2156115746 | ATSI | ASHLDCHM | 69 KV | LOAD1 | LOAD
2156115985 | ATSI | ASHLND_M | 69 KV | LOAD1 | LOAD
2156115870 | ATSI | ASHLNDWW | 69 KV | FEMYERS | LOAD
2156115774 | ATSI | ASHLNDWW | 69 KV | LOAD1 | LOAD
2156115819 | ATSI | ASHLNDWW | 69 KV | NATLATEX | LOAD
2156111273 | ATSI | ASHTABUL | 138 KV | PETMINLD | LOAD
98370313 | ATSI | ASHTABUL | 138 KV | TR10 | LOAD
98370315 | ATSI | ASHTABUL | 138 KV | TR11 | LOAD
123901023 | ATSI | ASTORFE | 138 KV | TR71 | LOAD
123901021 | ATSI | ASTORFE | 138 KV | TR72 | LOAD
98370317 | ATSI | AUSTNBG | 138 KV | TR3 | LOAD
123901527 | ATSI | AVERY | 69 KV | ERIECTY | GEN
93353679 | ATSI | AVONLAK2 | 138 KV | 800_B | LOAD
93353675 | ATSI | AVONLAK2 | 138 KV | TR1 | LOAD
93353677 | ATSI | AVONLAK2 | 138 KV | TR3 | LOAD
1218908244 | ATSI | AXTEL | 69 KV | AXTEL1 | LOAD
1218908243 | ATSI | AXTEL | 69 KV | AXTEL2 | LOAD
32414805 | ATSI | BABB | 23 KV | A | LOAD
2041966828 | ATSI | BAILIE | 69 KV | T1 | LOAD
2156109356 | ATSI | BAIRDRD | 69 KV | T1 | LOAD
32414807 | ATSI | BARBERTO | 23 KV | B | LOAD
32414809 | ATSI | BARBERTO | 23 KV | C | LOAD
2156112420 | ATSI | BARBERTO | 23 KV | T5T6_LD | LOAD
2155501934 | ATSI | BASF_CAT | 69 KV | BASFCAT | LOAD
2155501935 | ATSI | BASF_LE | 69 KV | BASFLE | LOAD
1107283898 | ATSI | BATHFE | 138 KV | TR1 | LOAD
93353685 | ATSI | BAYSHOR2 | 138 KV | BP-OIL | LOAD
93353681 | ATSI | BAYSHOR2 | 138 KV | TR03 | LOAD
93353683 | ATSI | BAYSHOR2 | 138 KV | TR04 | LOAD
112586051 | ATSI | BAYSHOR2 | 18 KV | AUX10 | LOAD
93354051 | ATSI | BAYSHOR2 | 18 KV | BS10 | GEN
2156114334 | ATSI | BAYSHOR2 | 4.2 KV | BS81 | GEN
2156114312 | ATSI | BAYSHOR2 | 4.2 KV | BUSLOAD1 | LOAD
2156114366 | ATSI | BAYSHOR2 | 4.2 KV | BUSLOAD2 | LOAD
135388739 | ATSI | BAYVWSEW | 69 KV | BAYVW_69 | LOAD
135388741 | ATSI | BCKI_PTE | 69 KV | TR1 | LOAD
119117511 | ATSI | BEAVER | 13.2 KV | LDA | LOAD
119117513 | ATSI | BEAVER | 13.2 KV | LDB | LOAD
98370525 | ATSI | BEAVER | 13.2 KV | WL-A | GEN
98370523 | ATSI | BEAVER | 13.2 KV | WL-B | GEN
119117515 | ATSI | BEAVER | 13.8 KV | LD20 | LOAD
119117517 | ATSI | BEAVER | 13.8 KV | LD30 | LOAD
119117519 | ATSI | BEAVER | 13.8 KV | LD40 | LOAD
119117521 | ATSI | BEAVER | 13.8 KV | LD50 | LOAD
119117523 | ATSI | BEAVER | 13.8 KV | LD60 | LOAD
98370527 | ATSI | BEAVER | 13.8 KV | WL20 | GEN
98370529 | ATSI | BEAVER | 13.8 KV | WL30 | GEN
98370531 | ATSI | BEAVER | 13.8 KV | WL40 | GEN
98370533 | ATSI | BEAVER | 13.8 KV | WL50 | GEN
98370535 | ATSI | BEAVER | 13.8 KV | WL60 | GEN
2041967816 | ATSI | BEDFRDFE | 69 KV | T1 | LOAD
2156115995 | ATSI | BELDEN_P | 69 KV | LOAD1 | LOAD
98370027 | ATSI | BELLEP | 138 KV | TR2 | LOAD
93353687 | ATSI | BELLEVUE | 138 KV | TR1 | LOAD
93353689 | ATSI | BELLEVUE | 138 KV | TR2 | LOAD
1869183611 | ATSI | BELLVUFE | 69 KV | T3 | LOAD
1348257144 | ATSI | BENDXTP2 | 69 KV | LOAD | LOAD
1292908952 | ATSI | BENTLEY | 138 KV | BNTLY LD | LOAD
2041966819 | ATSI | BIGPLAIN | 69 KV | T1 | LOAD
135388743 | ATSI | BINGHAM | 69 KV | TR1 | LOAD
1132287339 | ATSI | BLACKRIV | 69 KV | WILLOW | LOAD
2041967776 | ATSI | BLAIRST | 69 KV | T1 | LOAD
2041966855 | ATSI | BLMFLDFE | 69 KV | T1 | LOAD
2041966852 | ATSI | BLMFLDFE | 69 KV | T2 | LOAD
2156114307 | ATSI | BLOOMINV | 34.5 KV | FIRELWF1 | GEN
2156114290 | ATSI | BLOOMINV | 34.5 KV | FIRELWF2 | GEN
98370029 | ATSI | BLUEBELL | 138 KV | LD1 | LOAD
1356155079 | ATSI | BLUEBELL | 138 KV | TR2 | LOAD
32414817 | ATSI | BLUEBELL | 69 KV | B | LOAD
98370031 | ATSI | BMF | 138 KV | TR1 | LOAD
98370033 | ATSI | BMF | 138 KV | TR2 | LOAD
98370035 | ATSI | BOARDMAN | 138 KV | LDTR8-9 | LOAD
1439647678 | ATSI | BOARDMAN | 138 KV | TR3 LD | LOAD
1338423426 | ATSI | BOARDMAN | 69 KV | COLUMBIA | LOAD
1084391926 | ATSI | BOARDMAN | 69 KV | MAHONILF | GEN
1869183654 | ATSI | BOGART | 69 KV | T1 | LOAD
1869183655 | ATSI | BOGART | 69 KV | T2 | LOAD
1067169794 | ATSI | BOWL_GR2 | 69 KV | BG2 | GEN
1067163426 | ATSI | BOWL_GR2 | 69 KV | TR4 | LOAD
1067163427 | ATSI | BOWL_GR3 | 69 KV | TR5 | LOAD
1067163428 | ATSI | BOWL_GR3 | 69 KV | TR6 | LOAD
1067169795 | ATSI | BOWL_GR4 | 69 KV | BG4 | GEN
1067163430 | ATSI | BOWL_GR4 | 69 KV | TR10 | LOAD
1067163429 | ATSI | BOWL_GR4 | 69 KV | TR9 | LOAD
1067163432 | ATSI | BOWL_GR4 | 69 KV | WWTP_N | LOAD
1067163431 | ATSI | BOWL_GR4 | 69 KV | WWTP_S | LOAD
1067163433 | ATSI | BOWL_GR5 | 69 KV | TR11 | LOAD
1067163434 | ATSI | BOWL_GR5 | 69 KV | TR12 | LOAD
1067169796 | ATSI | BOWL_GR6 | 69 KV | BG6 | GEN
1067163435 | ATSI | BOWL_GR7 | 69 KV | TR13 | LOAD
1067163436 | ATSI | BOWL_GR7 | 69 KV | TR14 | LOAD
2156110497 | ATSI | BOWMAN | 69 KV | JAYPLAST | LOAD
135388747 | ATSI | BOWMAN | 69 KV | TR1 | LOAD
135388749 | ATSI | BOWMAN | 69 KV | TR2 | LOAD
135388751 | ATSI | BP_OIL | 69 KV | TR1 | LOAD
135388765 | ATSI | BP_OIL | 69 KV | TR10 | LOAD
135388753 | ATSI | BP_OIL | 69 KV | TR2 | LOAD
135388755 | ATSI | BP_OIL | 69 KV | TR3 | LOAD
135388757 | ATSI | BP_OIL | 69 KV | TR4 | LOAD
135388759 | ATSI | BP_OIL | 69 KV | TR5 | LOAD
135388761 | ATSI | BP_OIL | 69 KV | TR6 | LOAD
135388763 | ATSI | BP_OIL | 69 KV | TR9 | LOAD
135388771 | ATSI | BP_VRDS_ | 69 KV | TR7 | LOAD
135388773 | ATSI | BP_VRDS_ | 69 KV | TR8 | LOAD
135388775 | ATSI | BPOILPTE | 69 KV | BPOLP_69 | LOAD
98370037 | ATSI | BRADYLAK | 138 KV | TR1 | LOAD
98370041 | ATSI | BRIDGEOE | 138 KV | TR1 | LOAD
98370043 | ATSI | BRIDGEOE | 138 KV | TR2 | LOAD
98370039 | ATSI | BRIGTN | 138 KV | LD1 | LOAD
1218908463 | ATSI | BROADVW | 69 KV | LOAD1 | LOAD
1869183618 | ATSI | BROOKBRO | 69 KV | MAYFLRLD | LOAD
1869183617 | ATSI | BROOKBRO | 69 KV | T1 | LOAD
2041966884 | ATSI | BROOKFLD | 69 KV | T2 | LOAD
98370045 | ATSI | BROOKSID | 138 KV | TR6 | LOAD
2156111744 | ATSI | BROOKSID | 69 KV | JEROMELD | LOAD
1348257147 | ATSI | BROSHCO | 69 KV | BRSHC LD | LOAD
98370047 | ATSI | BRUNSWOE | 138 KV | TR4 | LOAD
98370049 | ATSI | BRUNSWOE | 138 KV | TR5 | LOAD
1869183952 | ATSI | BRUSHCRK | 138 KV | BRUSHLD | LOAD
135388777 | ATSI | BRUSHWLM | 69 KV | TR11 | LOAD
135388779 | ATSI | BRUSHWLM | 69 KV | TR12 | LOAD
135388781 | ATSI | BRUSHWLM | 69 KV | TR21 | LOAD
135388783 | ATSI | BRUSHWLM | 69 KV | TR22 | LOAD
135388785 | ATSI | BRUSHWLM | 69 KV | TR23 | LOAD
135388787 | ATSI | BRUSHWLM | 69 KV | TR31 | LOAD
135388789 | ATSI | BRUSHWLM | 69 KV | TR32 | LOAD
135388791 | ATSI | BRUSHWLM | 69 KV | TR33 | LOAD
119117451 | ATSI | BRYAN | 69 KV | TR1 | LOAD
87901519 | ATSI | BUCKEY | 138 KV | LDTR1 | LOAD
2156109352 | ATSI | BUCKEYEP | 69 KV | T1 | LOAD
1869183604 | ATSI | BUNGE | 69 KV | T1 | LOAD
1869183605 | ATSI | BUNGE | 69 KV | T2 | LOAD
1869183631 | ATSI | BURBANK | 69 KV | T1 | LOAD
98370051 | ATSI | BURTONOE | 138 KV | TR1 | LOAD
98370053 | ATSI | CAIRNS | 138 KV | TR1 | LOAD
2156114766 | ATSI | CALLERY | 69 KV | T1LD | LOAD
93353691 | ATSI | CALPHALN | 138 KV | TR1 | LOAD
98370055 | ATSI | CAMDEN2 | 138 KV | LD1 | LOAD
1338424091 | ATSI | CAMPOHED | 69 KV | T1 LD | LOAD
2041967779 | ATSI | CAMPREY2 | 69 KV | T1 | LOAD
2041967726 | ATSI | CANALFE | 69 KV | T1 | LOAD
2041967729 | ATSI | CANALFE | 69 KV | T2 | LOAD
2156110503 | ATSI | CANFIELD | 69 KV | CANF1_LD | LOAD
2156110501 | ATSI | CANFIELD | 69 KV | CANF2_LD | LOAD
2156110504 | ATSI | CANFIELD | 69 KV | ELLSW_LD | LOAD
2156110505 | ATSI | CANFIELD | 69 KV | HITCH1LD | LOAD
2156110506 | ATSI | CANFIELD | 69 KV | HITCH2LD | LOAD
2156110502 | ATSI | CANFIELD | 69 KV | NLNDN_LD | LOAD
2156114144 | ATSI | CANNON | 69 KV | EAST_LD | LOAD
2156114132 | ATSI | CANNON | 69 KV | WEST_LD | LOAD
2041966716 | ATSI | CASCADE | 69 KV | T1 | LOAD
2041967764 | ATSI | CASCADE2 | 69 KV | T1 | LOAD
1869183612 | ATSI | CASTALFE | 69 KV | T1 | LOAD
1869183614 | ATSI | CASTALFE | 69 KV | T2 | LOAD
2156109031 | ATSI | CASTLEWD | 69 KV | T1 | LOAD
32414843 | ATSI | CEDAROE | 69 KV | A | LOAD
1338424095 | ATSI | CEDAROE | 69 KV | COLUMBNA | LOAD
1338424094 | ATSI | CEDAROE | 69 KV | TB3 LD | LOAD
1869183606 | ATSI | CERTPROD | 69 KV | T1 | LOAD
32414845 | ATSI | CHAMBROE | 69 KV | A | LOAD
93353693 | ATSI | CHARTRST | 138 KV | TRA | LOAD
93353695 | ATSI | CHARTRST | 138 KV | TRB | LOAD
135388793 | ATSI | CHEMFAB | 69 KV | CHEMF_69 | LOAD
2156109594 | ATSI | CHITTEND | 69 KV | T1 | LOAD
93353697 | ATSI | CHRYSLE2 | 138 KV | TR1 | LOAD
93353699 | ATSI | CHRYSLE2 | 138 KV | TR2 | LOAD
2041966890 | ATSI | CHURCHIL | 69 KV | T1 | LOAD
2041966889 | ATSI | CHURCHIL | 69 KV | T2 | LOAD
135388795 | ATSI | CITGO | 69 KV | UNION_69 | LOAD
93353701 | ATSI | CLARK_C | 138 KV | TR1 | LOAD
93353703 | ATSI | CLARK_C | 138 KV | TR2 | LOAD
93353705 | ATSI | CLARK_C | 138 KV | TR3 | LOAD
2041967721 | ATSI | CLARKAVE | 69 KV | AQUAPENN | LOAD
2041967722 | ATSI | CLARKAVE | 69 KV | ECMLOAD | LOAD
2041967724 | ATSI | CLARKAVE | 69 KV | SHRNTBLD | LOAD
32414853 | ATSI | CLARKOE | 69 KV | A | LOAD
1369012554 | ATSI | CLARKOE | 69 KV | DOVETAIL | GEN
2041964042 | ATSI | CLARKOE | 69 KV | MADRIVLD | LOAD
1218908431 | ATSI | CLARKOE | 69 KV | NHAMP | LOAD
2041966782 | ATSI | CLARKSTC | 69 KV | T1 | LOAD
2156115769 | ATSI | CLARMONT | 69 KV | ASH_U_LD | LOAD
2156115787 | ATSI | CLARMONT | 69 KV | CLARMONT | LOAD
98370063 | ATSI | CLAYOE | 138 KV | TR1 | LOAD
106856815 | ATSI | CLIFFRD | 138 KV | TR71 | LOAD
106856817 | ATSI | CLIFFRD | 138 KV | TR72 | LOAD
135388797 | ATSI | CLINE | 69 KV | TR1 | LOAD
135388799 | ATSI | CLINE | 69 KV | TR2 | LOAD
1248986388 | ATSI | CLINHOSP | 138 KV | TR1 LD | LOAD
1248986390 | ATSI | CLINHOSP | 138 KV | TR2 LD | LOAD
1248986389 | ATSI | CLINHOSP | 138 KV | TR3 LD | LOAD
1248986391 | ATSI | CLINHOSP | 138 KV | TR4 LD | LOAD
34509931 | ATSI | CLOVEROE | 138 KV | GENDUMMY | GEN
32414861 | ATSI | CLOVEROE | 23 KV | B | LOAD
32414859 | ATSI | CLOVEROE | 69 KV | A | LOAD
93353711 | ATSI | CLVHOP | 138 KV | TR1 | LOAD
93353713 | ATSI | CLVHOP | 138 KV | TR2 | LOAD
1869183627 | ATSI | CLYDEFE | 69 KV | T1 | LOAD
1067163493 | ATSI | CMPBL_SP | 69 KV | TR1 | LOAD
1067163494 | ATSI | CMPBL_SP | 69 KV | TR2 | LOAD
1067163495 | ATSI | CMPBL_SP | 69 KV | TR3 | LOAD
2155501938 | ATSI | CNR_TAP | 138 KV | TR1 | LOAD
98370065 | ATSI | CNTRALOE | 138 KV | TRE | LOAD
98370067 | ATSI | CNTRALOE | 138 KV | TRW | LOAD
135388803 | ATSI | COLNPK | 69 KV | TR1 | LOAD
1439647761 | ATSI | COLNPK | 69 KV | TR2 | LOAD
1348257151 | ATSI | COLUMBI5 | 69 KV | T1 LD | LOAD
2041966788 | ATSI | COLUMBRD | 69 KV | T1 | LOAD
2041966787 | ATSI | COLUMBRD | 69 KV | T2 | LOAD
98370069 | ATSI | COMERC | 138 KV | TR1 | LOAD
2156113243 | ATSI | CONAGRA | 69 KV | CONAGRA | LOAD
2156114705 | ATSI | CONC_MET | 69 KV | T1LD | LOAD
98370071 | ATSI | CONCAST | 138 KV | LD1 | LOAD
98370073 | ATSI | CONGRESS | 138 KV | TR1 | LOAD
2041967741 | ATSI | CONNEAUT | 69 KV | T1 | LOAD
135388805 | ATSI | COOKFE | 69 KV | TR1 | LOAD
135388807 | ATSI | COOKFE | 69 KV | TR2 | LOAD
2156110513 | ATSI | CORNRBRG | 69 KV | AM_ST_LD | LOAD
2156110514 | ATSI | CORNRBRG | 69 KV | BELLE_LD | LOAD
2156110516 | ATSI | CORNRBRG | 69 KV | CORN1_LD | LOAD
2156110517 | ATSI | CORNRBRG | 69 KV | CORN2_LD | LOAD
2156110856 | ATSI | CORNRBRG | 69 KV | CORN3_LD | LOAD
2156110515 | ATSI | CORNRBRG | 69 KV | CRUM_LD | LOAD
1869183657 | ATSI | COVERTFE | 69 KV | T2 | LOAD
1869183656 | ATSI | COVERTFE | 69 KV | T3 | LOAD
98370407 | ATSI | CPP_EAST | 138 KV | TR1 | LOAD
98370409 | ATSI | CPP_EAST | 138 KV | TR2 | LOAD
98370411 | ATSI | CPP_MEDC | 138 KV | TRA | LOAD
98370413 | ATSI | CPP_MEDC | 138 KV | TRB | LOAD
98370415 | ATSI | CPP_RIDG | 138 KV | TR1 | LOAD
98370417 | ATSI | CPP_RIDG | 138 KV | TR2 | LOAD
1076374013 | ATSI | CRANBERRY | 500 KV |  | EHV
135388809 | ATSI | CRESTLN | 69 KV | TR2 | LOAD
32414869 | ATSI | CRISS | 34 KV | A | LOAD
98370075 | ATSI | DALEOE | 138 KV | TR2 | LOAD
32414875 | ATSI | DALEOE | 69 KV | B | LOAD
93353715 | ATSI | DANA | 138 KV | TR1 | LOAD
2041966703 | ATSI | DARBYFE | 69 KV | T1 | LOAD
2041966707 | ATSI | DARBYFE | 69 KV | T2 | LOAD
32414879 | ATSI | DARROW | 69 KV | B | LOAD
98370477 | ATSI | DAVISBES | 25 KV | DB10 | GEN
112586053 | ATSI | DAVISBES | 25 KV | TR11 | LOAD
87901521 | ATSI | DAVISBES | 345 KV | TR01 | LOAD
87901523 | ATSI | DAVISBES | 345 KV | TR02 | LOAD
2156114543 | ATSI | DAVISBES | 345 KV | TR1A | LOAD
135388811 | ATSI | DEBOLT_M | 69 KV | WDEBT_69 | LOAD
2041966761 | ATSI | DEER | 69 KV | LONDNIND | LOAD
2041966756 | ATSI | DEER | 69 KV | STANELEC | LOAD
2041966750 | ATSI | DEER | 69 KV | T1 | LOAD
2156113380 | ATSI | DEERCR | 34.5 KV | BIGPL2SP | GEN
93353719 | ATSI | DELAFOIL | 138 KV | LD | LOAD
2156115792 | ATSI | DELL2 | 69 KV | LOAD1 | LOAD
98370077 | ATSI | DELPARK | 138 KV | TR1 | LOAD
93353717 | ATSI | DELTA | 138 KV | TR1 | LOAD
135388813 | ATSI | DETROIT | 69 KV | TR1 | LOAD
135388815 | ATSI | DETROIT | 69 KV | TR2 | LOAD
2041966834 | ATSI | DILWORTH | 69 KV | T2 | LOAD
93353721 | ATSI | DIXIEFE | 138 KV | TR5 | LOAD
93353723 | ATSI | DIXIEFE | 138 KV | TR7 | LOAD
98370079 | ATSI | DOBINS | 138 KV | TR1 | LOAD
98370081 | ATSI | DOBINS | 138 KV | TR2 | LOAD
98370083 | ATSI | DUFERCO | 138 KV | TR1 | LOAD
98370085 | ATSI | DUFERCO | 138 KV | TR2 | LOAD
2041967771 | ATSI | DUFFERCO | 69 KV | T1 | LOAD
2156114784 | ATSI | DURALINE | 69 KV | DURALINE | LOAD
119117453 | ATSI | E_ARCHBD | 69 KV | TR1 | LOAD
119117455 | ATSI | E_ARCHBD | 69 KV | TR2 | LOAD
2156113761 | ATSI | E_FAYET | 34.5 KV | ARCHESP | GEN
98370089 | ATSI | EAKRON | 138 KV | TR3 | LOAD
98370087 | ATSI | EAKRON | 138 KV | TR4 | LOAD
32414891 | ATSI | EAKRON | 23 KV | B | LOAD
32414893 | ATSI | EAKRON | 23 KV | C | LOAD
2156109944 | ATSI | EASTLAKE | 138 KV | 200EL | LOAD
93353725 | ATSI | EASTLAKE | 138 KV | 399EL | LOAD
93353729 | ATSI | EASTLAKE | 138 KV | 500EL | LOAD
93353727 | ATSI | EASTLAKE | 138 KV | 599EL | LOAD
1268572740 | ATSI | EASTLAKE | 18 KV | G1SC | GEN
1268572741 | ATSI | EASTLAKE | 18 KV | G2SC | GEN
1268572742 | ATSI | EASTLAKE | 18 KV | G3SC | GEN
1248993533 | ATSI | EASTLAKE | 18 KV | G4SC | GEN
2156109947 | ATSI | EASTLAKE | 18 KV | LD1 | LOAD
2156109946 | ATSI | EASTLAKE | 18 KV | LD2 | LOAD
2156109945 | ATSI | EASTLAKE | 18 KV | LD3 | LOAD
2156109948 | ATSI | EASTLAKE | 18 KV | LD410 | LOAD
119117529 | ATSI | EASTLAKE | 24 KV | LD50 | LOAD
1248993528 | ATSI | EASTLAKE | 24 KV | SC5 | GEN
2041966722 | ATSI | EASTSIDE | 69 KV | T1 | LOAD
2041966720 | ATSI | EASTSIDE | 69 KV | T2 | LOAD
2041966903 | ATSI | EATONFE | 69 KV | T1 | LOAD
119117459 | ATSI | EDGRTN_T | 69 KV | M_TR1 | LOAD
119117461 | ATSI | EDGRTN_T | 69 KV | M_TR2 | LOAD
119117457 | ATSI | EDGRTN_T | 69 KV | TR1 | LOAD
2041966795 | ATSI | EDISONMO | 69 KV | T1 | LOAD
119117463 | ATSI | EDON | 69 KV | EDONT_69 | LOAD
2156109032 | ATSI | ELLWDCTY | 69 KV | T1 | LOAD
2156109033 | ATSI | ELLWDCTY | 69 KV | TR | LOAD
98370091 | ATSI | ELMOHED | 138 KV | TR1 | LOAD
135388819 | ATSI | ELMORE_M | 69 KV | TR1 | LOAD
2041966797 | ATSI | ELMWODFE | 69 KV | T2 | LOAD
98370093 | ATSI | ELW_IND | 138 KV | TR1 | LOAD
98370095 | ATSI | ELW_IND | 138 KV | TR2 | LOAD
2156114654 | ATSI | ELY | 69 KV | LOAD1 | LOAD
2156114598 | ATSI | ELY | 69 KV | LOAD2 | LOAD
1218908245 | ATSI | ELYRIA | 69 KV | WATRWKS1 | LOAD
1218908246 | ATSI | ELYRIA | 69 KV | WATRWKS2 | LOAD
2155501942 | ATSI | ELYRIA_H | 69 KV | ELY_H_LD | LOAD
2155501933 | ATSI | ELYRIAF2 | 69 KV | ELYF2_LD | LOAD
98370097 | ATSI | EPWORTH | 138 KV | TR1 | LOAD
98370099 | ATSI | EPWORTH | 138 KV | TR2 | LOAD
1075449458 | ATSI | ESSEX1 | 138 KV | TR71 | LOAD
1075449457 | ATSI | ESSEX1 | 138 KV | TR72 | LOAD
1869183081 | ATSI | EUTAP | 138 KV | ELQST2LD | LOAD
2156114732 | ATSI | EVANSCTY | 69 KV | T1LD | LOAD
98370101 | ATSI | EVANSOE | 138 KV | TR1 | LOAD
98370103 | ATSI | EVANSOE | 138 KV | TR2 | LOAD
98370105 | ATSI | EVERGFE | 138 KV | LDWCI1 | LOAD
32414915 | ATSI | EVERGFE | 23 KV | B | LOAD
1369012492 | ATSI | EVERGFE | 23 KV | WARREN | GEN
119117465 | ATSI | EXIT_2 | 69 KV | TR1 | LOAD
2156116102 | ATSI | FAIRVU_O | 69 KV | LOAD1 | LOAD
135388821 | ATSI | FED_MOGU | 69 KV | TR1 | LOAD
2041966814 | ATSI | FERNCLIF | 69 KV | T2 | LOAD
98370107 | ATSI | FERNWY | 138 KV | TR1 | LOAD
98370109 | ATSI | FERNWY | 138 KV | TR2 | LOAD
98370111 | ATSI | FIELDST | 138 KV | TR1 | LOAD
2156113476 | ATSI | FINLEY | 34.5 KV | MADSNFSP | GEN
98370115 | ATSI | FIRESTON | 138 KV | TR1 | LOAD
98370113 | ATSI | FIRESTON | 138 KV | TR2 | LOAD
93353731 | ATSI | FLOWER | 138 KV | LDTR1 | LOAD
1869183598 | ATSI | FLTRCKFE | 69 KV | T1 | LOAD
2156109586 | ATSI | FOMBELL | 69 KV | T1 | LOAD
135388823 | ATSI | FORD_RD | 69 KV | TR1 | LOAD
98370117 | ATSI | FORDFE | 138 KV | TR1 | LOAD
98370119 | ATSI | FORDFE | 138 KV | TR2 | LOAD
135388825 | ATSI | FORDMAME | 69 KV | TR1 | LOAD
135388827 | ATSI | FORDMAME | 69 KV | TR2 | LOAD
2041966869 | ATSI | FREEDME | 69 KV | T1 | LOAD
2041966764 | ATSI | FREEMAN | 69 KV | T1 | LOAD
106856935 | ATSI | FREMONTE | 18 KV | FT1 | GEN
106856937 | ATSI | FREMONTE | 18 KV | FT2 | GEN
106856797 | ATSI | FREMONTE | 18 KV | LDSST1 | LOAD
106856799 | ATSI | FREMONTE | 18 KV | LDSST2 | LOAD
106856939 | ATSI | FREMONTE | 23 KV | FT3 | GEN
2041967775 | ATSI | FREWMILL | 69 KV | T1 | LOAD
1338424136 | ATSI | FRISCO | 69 KV | CED LD | LOAD
1338424137 | ATSI | FRISCO | 69 KV | MAP LD | LOAD
1218908238 | ATSI | FRNCKSHF | 69 KV | SHEFELD1 | LOAD
1218908239 | ATSI | FRNCKSHF | 69 KV | SHEFELD2 | LOAD
98370121 | ATSI | FRNKLNOE | 138 KV | TR1 | LOAD
106856803 | ATSI | FSTSOLAR | 138 KV | TR1 | LOAD
106856801 | ATSI | FSTSOLAR | 138 KV | TR2 | LOAD
1775816248 | ATSI | FSTSOLAR | 138 KV | TR3 | LOAD
93353735 | ATSI | FURLONG | 138 KV | TR71 | LOAD
135389833 | ATSI | GALIO1_M | 69 KV | 301 | GEN
135389835 | ATSI | GALIO1_M | 69 KV | FRAME5 | GEN
135388829 | ATSI | GALIO1_M | 69 KV | GALMN_69 | LOAD
135388831 | ATSI | GALIO2_M | 69 KV | GALMN_69 | LOAD
93353737 | ATSI | GALIXIE | 138 KV | TR72 | LOAD
98370123 | ATSI | GARDENOE | 138 KV | TR1 | LOAD
98370125 | ATSI | GARDENOE | 138 KV | TR2 | LOAD
2156109925 | ATSI | GARLING | 138 KV | NSGGLASS | LOAD
2041966877 | ATSI | GARRETSU | 69 KV | T1 | LOAD
98370127 | ATSI | GATESOE | 138 KV | TR1 | LOAD
98370129 | ATSI | GATESOE | 138 KV | TR2 | LOAD
93353739 | ATSI | GE_STRVL | 138 KV | TR71 | LOAD
135388835 | ATSI | GENOAFE | 69 KV | TR1 | LOAD
1869183602 | ATSI | GERBER | 69 KV | T1 | LOAD
98370131 | ATSI | GLCRSTOE | 138 KV | TR3 | LOAD
32414945 | ATSI | GLCRSTOE | 69 KV | B | LOAD
2156112203 | ATSI | GLCRSTOE | 69 KV | BPOIL_LD | LOAD
2156112068 | ATSI | GLCRSTOE | 69 KV | MCKNGHTS | LOAD
1869183644 | ATSI | GLIDDEN | 69 KV | PPGARCLD | LOAD
1869183645 | ATSI | GLIDDEN | 69 KV | T1 | LOAD
93353741 | ATSI | GM_CLEVL | 138 KV | TR2 | LOAD
93353743 | ATSI | GM_CLEVL | 138 KV | TR3 | LOAD
93353745 | ATSI | GM_PWR | 138 KV | TR1 | LOAD
93353747 | ATSI | GM_PWR | 138 KV | TR2 | LOAD
98370137 | ATSI | GMWAROE | 138 KV | TR1 | LOAD
98370139 | ATSI | GMWAROE | 138 KV | TR2 | LOAD
98370141 | ATSI | GMWAROE | 138 KV | TR3 | LOAD
98370143 | ATSI | GOODYROE | 138 KV | LD1 | LOAD
135388837 | ATSI | GOULD | 69 KV | TR1 | LOAD
135388839 | ATSI | GOULD | 69 KV | TR3 | LOAD
135388841 | ATSI | GOULD | 69 KV | TR4 | LOAD
98370145 | ATSI | GRANGROE | 138 KV | TR1 | LOAD
112586073 | ATSI | GRANTFE | 138 KV | 1-T | LOAD
112586075 | ATSI | GRANTFE | 138 KV | 2-T | LOAD
112586077 | ATSI | GRANTFE | 138 KV | 3-T | LOAD
135388847 | ATSI | GRAYMONT | 69 KV | GENOA_N | LOAD
135388845 | ATSI | GRAYMONT | 69 KV | GENOA_S | LOAD
135388843 | ATSI | GRAYMONT | 69 KV | TR1 | LOAD
98370147 | ATSI | GREENFOE | 138 KV | TR1 | LOAD
98370149 | ATSI | GREENFOE | 138 KV | TR2 | LOAD
98370151 | ATSI | GREENFOE | 138 KV | TR3 | LOAD
98370153 | ATSI | GREENFOE | 138 KV | TR6 | LOAD
2041967717 | ATSI | GREENV_M | 69 KV | T1 | LOAD
2041967719 | ATSI | GREENV_M | 69 KV | T2 | LOAD
2041967716 | ATSI | GREENV_M | 69 KV | T3 | LOAD
106856805 | ATSI | GRIFFN | 138 KV | TR71 | LOAD
106856807 | ATSI | GRIFFN | 138 KV | TR72 | LOAD
1067163951 | ATSI | GRND_RAP | 69 KV | GRND_69 | LOAD
1869183615 | ATSI | GRNSPRNG | 69 KV | T1 | LOAD
2041967777 | ATSI | GRNT_FE | 69 KV | T1 | LOAD
2041967778 | ATSI | GRNT_FE | 69 KV | T2 | LOAD
2156114380 | ATSI | GROTON | 34.5 KV | WHEATBSP | GEN
2041967789 | ATSI | GROVECTY | 69 KV | GETSD | LOAD
2041967790 | ATSI | GROVECTY | 69 KV | PENNEQ | LOAD
2041967786 | ATSI | GROVECTY | 69 KV | T1 | LOAD
135389029 | ATSI | GROVEWD | 36 KV | LD1 | LOAD
135389031 | ATSI | GROVEWD | 36 KV | LD3 | LOAD
135389033 | ATSI | GROVEWD | 36 KV | LD4 | LOAD
1356155576 | ATSI | GUILFRD | 138 KV | GUILFORD | LOAD
2041967736 | ATSI | HADLEYFE | 69 KV | T1 | LOAD
2156115811 | ATSI | HALE | 69 KV | LOAD1 | LOAD
93353767 | ATSI | HANCOK | 138 KV | TR71 | LOAD
93353769 | ATSI | HANCOK | 138 KV | TR72 | LOAD
93354065 | ATSI | HANNAOE | 345 KV | GENDUMMY | GEN
1869183587 | ATSI | HANSON | 69 KV | T1 | LOAD
2156109939 | ATSI | HANVILLE | 69 KV | FITCH_LD | LOAD
2156109942 | ATSI | HANVILLE | 69 KV | NNFN_LD | LOAD
2156109940 | ATSI | HANVILLE | 69 KV | NOVA_LD | LOAD
2156109941 | ATSI | HANVILLE | 69 KV | STEUB_LD | LOAD
2156109943 | ATSI | HANVILLE | 69 KV | T1 | LOAD
2041967791 | ATSI | HARBORFE | 69 KV | T1 | LOAD
1869183603 | ATSI | HARKNESS | 69 KV | T1 | LOAD
2041967745 | ATSI | HARLANFE | 69 KV | T1 | LOAD
135388849 | ATSI | HARMNY_M | 69 KV | HARMNY69 | LOAD
1268565223 | ATSI | HARMONOE | 69 KV | BREWSTER | LOAD
2156112899 | ATSI | HARPERFE | 138 KV | MOBILELD | LOAD
1439647875 | ATSI | HARPERFE | 138 KV | TR1 | LOAD
123901007 | ATSI | HARPERFE | 138 KV | TR102 | LOAD
123901009 | ATSI | HARPERFE | 138 KV | TR114 | LOAD
2041966805 | ATSI | HARTFCEC | 69 KV | T1 | LOAD
2041966840 | ATSI | HARTFDFE | 69 KV | T1A | LOAD
2041966836 | ATSI | HARTFDFE | 69 KV | T1B | LOAD
2041967686 | ATSI | HARTSTN | 69 KV | T1 | LOAD
135388851 | ATSI | HAWLEY | 69 KV | TR1 | LOAD
135388853 | ATSI | HAWLEY | 69 KV | TR2 | LOAD
93353773 | ATSI | HAWTANGL | 138 KV | TR1 | LOAD
93353775 | ATSI | HAWTANGL | 138 KV | TR2 | LOAD
1338423899 | ATSI | HAYELMRZ | 138 KV | HAYES | LOAD
2041967707 | ATSI | HEMPFIE | 69 KV | T1 | LOAD
2041967713 | ATSI | HEMPFIE | 69 KV | T3HODGE | LOAD
2041967710 | ATSI | HEMPFIE | 69 KV | T7HODGE | LOAD
2041967708 | ATSI | HEMPFIE | 69 KV | T9HODGE | LOAD
2041967694 | ATSI | HENDRSN | 69 KV | T1 | LOAD
1869183601 | ATSI | HERBERT | 69 KV | T1 | LOAD
2041967797 | ATSI | HERMITAG | 69 KV | T1 | LOAD
2156109466 | ATSI | HIBBMILL | 18 KV | STG-1 | GEN
2156109465 | ATSI | HIBBMILL | 18 KV | STG-2 | GEN
2156109354 | ATSI | HIBBMILL | 26 KV | AUX1LOAD | LOAD
2156109355 | ATSI | HIBBMILL | 26 KV | AUX2LOAD | LOAD
2156109468 | ATSI | HIBBMILL | 26 KV | CTG-1 | GEN
2156109467 | ATSI | HIBBMILL | 26 KV | CTG-2 | GEN
2041967697 | ATSI | HICK_FE | 69 KV | MOB9LD | LOAD
2041967702 | ATSI | HICK_FE | 69 KV | T1 | LOAD
2041967705 | ATSI | HICK_FE | 69 KV | T2 | LOAD
2041967700 | ATSI | HICK_FE | 69 KV | T3 | LOAD
93353777 | ATSI | HICKRY | 138 KV | TR71 | LOAD
93353779 | ATSI | HICKRY | 138 KV | TR72 | LOAD
2041991733 | ATSI | HICRUNEC | 20 KV | 1A CTG | GEN
2041967684 | ATSI | HICRUNEC | 20 KV | 1AAUXLD | LOAD
2041991738 | ATSI | HICRUNEC | 20 KV | 1B CTG | GEN
2041967683 | ATSI | HICRUNEC | 20 KV | 1BAUXLD | LOAD
2041991729 | ATSI | HICRUNEC | 22 KV | 1S STG | GEN
2041967783 | ATSI | HILLCRST | 69 KV | T1 | LOAD
2156114580 | ATSI | HILLS | 69 KV | LOAD1 | LOAD
135388855 | ATSI | HOLLYWD | 69 KV | TR1 | LOAD
2156112922 | ATSI | HOMEDEPT | 138 KV | GIGALOAD | LOAD
1268565224 | ATSI | HOMEDEPT | 138 KV | HOMEDEPT | LOAD
1869183636 | ATSI | HOMERVIL | 69 KV | T1 | LOAD
93353783 | ATSI | HORIZON1 | 138 KV | TR1 | LOAD
93353781 | ATSI | HORIZON1 | 138 KV | TR2 | LOAD
32414989 | ATSI | HOYTDAL2 | 138 KV | KOPPEL | LOAD
1318145090 | ATSI | HOYTDAL2 | 138 KV | SVC | GEN
98370155 | ATSI | HUDMUN | 138 KV | TR1 | LOAD
106856809 | ATSI | HUDMUN | 138 KV | TR2 | LOAD
2156109587 | ATSI | HUDSONSM | 69 KV | T1 | LOAD
2156109588 | ATSI | HUDSONSM | 69 KV | T2 | LOAD
1869183640 | ATSI | HURON FE | 69 KV | T1 | LOAD
1869183646 | ATSI | HURONLIM | 69 KV | T1 | LOAD
1869183620 | ATSI | HWAYCOMP | 69 KV | T1 | LOAD
1869183650 | ATSI | IACNA | 69 KV | T1 | LOAD
1869183652 | ATSI | IACNA | 69 KV | T2 | LOAD
2156113948 | ATSI | IACNA | 69 KV | T3 | LOAD
135388857 | ATSI | IDEALELC | 69 KV | IDEAL_69 | LOAD
2156109036 | ATSI | INMETCO | 69 KV | T1 | LOAD
2156109035 | ATSI | INMETCO | 69 KV | T2 | LOAD
1067163600 | ATSI | INVOLTA | 138 KV | TR1 | LOAD
1067163601 | ATSI | INVOLTA | 138 KV | TR2 | LOAD
135388859 | ATSI | IRONVILL | 69 KV | TR2 | LOAD
135388861 | ATSI | IRONVILL | 69 KV | TR3 | LOAD
93353785 | ATSI | IRWIN | 138 KV | TR71 | LOAD
93353787 | ATSI | IRWIN | 138 KV | TR72 | LOAD
93353789 | ATSI | ISSLER | 138 KV | TR72 | LOAD
32415001 | ATSI | IVANHOOE | 23 KV | A | LOAD
32415003 | ATSI | IVY | 34 KV | C | LOAD
106856819 | ATSI | IX_CENTR | 138 KV | TR1 | LOAD
106856821 | ATSI | IX_CENTR | 138 KV | TR2 | LOAD
106856823 | ATSI | IX_CENTR | 138 KV | TR3 | LOAD
106856825 | ATSI | IX_CENTR | 138 KV | TR4 | LOAD
93353793 | ATSI | JACKMAN | 138 KV | TR1 | LOAD
135388863 | ATSI | JACKMAN | 69 KV | TR4 | LOAD
98370159 | ATSI | JACKSNOE | 138 KV | TR3 | LOAD
2041967735 | ATSI | JAMESTN | 69 KV | T1 | LOAD
2041966743 | ATSI | JEFF IND | 69 KV | T3 | LOAD
135388865 | ATSI | JEFFERSN | 69 KV | TR2 | LOAD
112586087 | ATSI | JORDAN | 34 KV | LOAD | LOAD
2156114116 | ATSI | JORDAN | 34 KV | LOAD2 | LOAD
2156114151 | ATSI | JORDAN | 34 KV | LOAD3 | LOAD
93353801 | ATSI | JUDI | 138 KV | TR71 | LOAD
93353803 | ATSI | KEITH | 138 KV | TR71 | LOAD
93353805 | ATSI | KEITH | 138 KV | TR72 | LOAD
93353807 | ATSI | KELLY | 138 KV | TR71 | LOAD
93353809 | ATSI | KELLY | 138 KV | TR72 | LOAD
93353811 | ATSI | KENDALL | 138 KV | TR71 | LOAD
93353813 | ATSI | KENDALL | 138 KV | TR72 | LOAD
2156109938 | ATSI | KENT2 | 69 KV | KENTSTLD | LOAD
2156109935 | ATSI | KENT2 | 69 KV | KENTWTLD | LOAD
2156109937 | ATSI | KENT2 | 69 KV | SUNP_LD | LOAD
2156109936 | ATSI | KENT2 | 69 KV | T5 | LOAD
2156109934 | ATSI | KENT2 | 69 KV | T6 | LOAD
93353815 | ATSI | KENYON | 138 KV | TR71 | LOAD
93353817 | ATSI | KENYON | 138 KV | TR72 | LOAD
93353819 | ATSI | KEPLER | 138 KV | TR71 | LOAD
93353821 | ATSI | KEPLER | 138 KV | TR72 | LOAD
93353823 | ATSI | KIPLNG | 138 KV | TR71 | LOAD
93353825 | ATSI | KIPLNG | 138 KV | TR72 | LOAD
32415043 | ATSI | KIRBY | 69 KV | A | LOAD
2156114585 | ATSI | KLINE2 | 69 KV | T1LD | LOAD
32415045 | ATSI | KNOX | 69 KV | LOAD | LOAD
2156109593 | ATSI | KNOX2 | 69 KV | T1 | LOAD
2156109592 | ATSI | KNOX2 | 69 KV | T2 | LOAD
2156109929 | ATSI | LAGRANG1 | 69 KV | CAPEL_LD | LOAD
2156109933 | ATSI | LAGRANG1 | 69 KV | CNTRL_LD | LOAD
2156109927 | ATSI | LAGRANG1 | 69 KV | GRAFE_LD | LOAD
2156109931 | ATSI | LAGRANG1 | 69 KV | GRAFM_LD | LOAD
2156109930 | ATSI | LAGRANG1 | 69 KV | LITCH_LD | LOAD
2156109926 | ATSI | LAGRANG1 | 69 KV | T1 | LOAD
2156109928 | ATSI | LAGRANG1 | 69 KV | WEBST_LD | LOAD
2156109932 | ATSI | LAGRANG1 | 69 KV | WELIM_LD | LOAD
1869183594 | ATSI | LAIS | 69 KV | T1 | LOAD
98370161 | ATSI | LAKEMORE | 138 KV | TR1 | LOAD
123901029 | ATSI | LAKESHOR | 12 KV | A | LOAD
1268572744 | ATSI | LAKESHOR | 138 KV | SVC | GEN
123901025 | ATSI | LAKESHOR | 138 KV | TR6 | LOAD
1097728111 | ATSI | LAKESHOR | 138 KV | TR7 | LOAD
1183225618 | ATSI | LAKVEW | 138 KV | M8 | LOAD
32415049 | ATSI | LAKVEW | 34 KV | A | LOAD
1248985945 | ATSI | LAKVEW | 34 KV | LAKVW LD | LOAD
93353827 | ATSI | LAMONT | 138 KV | TR71 | LOAD
93353829 | ATSI | LAMONT | 138 KV | TR72 | LOAD
135388867 | ATSI | LAPIER | 69 KV | TR2 | LOAD
2156110500 | ATSI | LAURELRO | 138 KV | T1 | LOAD
2041966713 | ATSI | LBRTYCEC | 69 KV | T1 | LOAD
1067163624 | ATSI | LBRTYCTR | 69 KV | LBRTY_69 | LOAD
93353831 | ATSI | LEAR | 138 KV | TR1 | LOAD
2041966862 | ATSI | LEAVITTS | 69 KV | T1 | LOAD
2041966864 | ATSI | LEAVITTS | 69 KV | T2 | LOAD
2041967815 | ATSI | LEESBGFE | 69 KV | T1 | LOAD
2041966779 | ATSI | LEFFELS | 69 KV | T1 | LOAD
2041966781 | ATSI | LEFFELS | 69 KV | T2 | LOAD
2156110188 | ATSI | LEGENDT | 138 KV | TR1_LOAD | LOAD
32418971 | ATSI | LEMOYNE2 | 18 KV | UN1 | GEN
32418973 | ATSI | LEMOYNE2 | 18 KV | UN2 | GEN
32418975 | ATSI | LEMOYNE2 | 18 KV | UN3 | GEN
32418977 | ATSI | LEMOYNE2 | 18 KV | UN4 | GEN
93353833 | ATSI | LESTER | 138 KV | TR71 | LOAD
93353835 | ATSI | LESTER | 138 KV | TR72 | LOAD
2041966746 | ATSI | LFAYETFE | 69 KV | T1 | LOAD
135388873 | ATSI | LIBGLAS | 69 KV | TR1 | LOAD
135388875 | ATSI | LIBGLAS | 69 KV | TR2 | LOAD
1305124248 | ATSI | LINCOLN5 | 138 KV | TR73 | LOAD
135388877 | ATSI | LINDENFE | 69 KV | LINDN_69 | LOAD
2156113248 | ATSI | LLOYD | 34 KV | LOAD1 | LOAD
2156111840 | ATSI | LLOYD | 34 KV | LOAD2 | LOAD
2156111837 | ATSI | LLOYD | 34 KV | LOAD3 | LOAD
2156111749 | ATSI | LLOYD | 34 KV | LOAD4 | LOAD
1305123802 | ATSI | LNCOLNPK | 23 KV | EMRSNTP | LOAD
1305123800 | ATSI | LNCOLNPK | 23 KV | GEARMAR | LOAD
1305123801 | ATSI | LNCOLNPK | 23 KV | MCGUFFEY | LOAD
1305123799 | ATSI | LNCOLNPK | 23 KV | T360 | LOAD
1305123803 | ATSI | LNCOLNPK | 23 KV | WOOD | LOAD
135388879 | ATSI | LOCUST_T | 69 KV | TR1 | LOAD
135388881 | ATSI | LOCUST_T | 69 KV | TR2 | LOAD
135388883 | ATSI | LOCUST_T | 69 KV | TR3 | LOAD
135388885 | ATSI | LOCUST_T | 69 KV | TR4 | LOAD
135388887 | ATSI | LOCUST_T | 69 KV | TR5 | LOAD
1869183653 | ATSI | LODIMUNI | 69 KV | T1 | LOAD
2041966696 | ATSI | LONDNCOR | 69 KV | TLC1 | LOAD
2041966699 | ATSI | LONDNCOR | 69 KV | TMC1 | LOAD
98370163 | ATSI | LONDONOE | 138 KV | TR2 | LOAD
98370335 | ATSI | LONGFIEL | 138 KV | TR72 | LOAD
98370165 | ATSI | LONGVIOE | 138 KV | TR6 | LOAD
135388891 | ATSI | LONGVIOE | 69 KV | LDBRSIDE | LOAD
2156114787 | ATSI | LORACORR | 69 KV | LOAD | LOAD
135388895 | ATSI | LORENZEN | 69 KV | LOREN_69 | LOAD
135388893 | ATSI | LORENZEN | 69 KV | REATO_69 | LOAD
2156114180 | ATSI | LOWELL | 69 KV | BIOENERG | LOAD
1338423643 | ATSI | LOWELL | 69 KV | TB7 LD | LOAD
1369003994 | ATSI | LRDTWNEC | 19 KV | AUX11 | LOAD
1369003995 | ATSI | LRDTWNEC | 19 KV | AUX12 | LOAD
1369012529 | ATSI | LRDTWNEC | 19 KV | CT11 | GEN
1369012530 | ATSI | LRDTWNEC | 19 KV | CT12 | GEN
1369012528 | ATSI | LRDTWNEC | 19 KV | ST10 | GEN
112586101 | ATSI | LTVEAST | 138 KV | TR10 | LOAD
112586095 | ATSI | LTVEAST | 138 KV | TR11 | LOAD
112586097 | ATSI | LTVEAST | 138 KV | TR2 | LOAD
112586099 | ATSI | LTVEAST | 138 KV | TR3 | LOAD
112586091 | ATSI | LTVEAST | 138 KV | TR4 | LOAD
112586103 | ATSI | LTVEAST | 138 KV | TR5 | LOAD
112586093 | ATSI | LTVEAST | 138 KV | TR6 | LOAD
93353853 | ATSI | LTVFRN | 138 KV | TR1 | LOAD
93353855 | ATSI | LTVFRN | 138 KV | TR2 | LOAD
93353857 | ATSI | LTVFRN | 138 KV | TR3 | LOAD
2156109584 | ATSI | LTVWEST | 138 KV | TR1 | LOAD
2156109583 | ATSI | LTVWEST | 138 KV | TR2 | LOAD
2156109585 | ATSI | LTVWEST | 138 KV | TR3 | LOAD
2156109582 | ATSI | LTVWEST | 138 KV | TR5 | LOAD
1869183600 | ATSI | LYME | 69 KV | T1 | LOAD
135388897 | ATSI | LYNCH1 | 69 KV | TR1 | LOAD
135388899 | ATSI | LYNCH1 | 69 KV | TR2 | LOAD
1348257149 | ATSI | MACEDONI | 69 KV | T1 LD | LOAD
1348257150 | ATSI | MACEDONI | 69 KV | T2 LD | LOAD
98370167 | ATSI | MADISOE | 138 KV | TR1 | LOAD
2156111407 | ATSI | MAGELLAN | 138 KV | TR1_LD | LOAD
2156111406 | ATSI | MAGELLAN | 138 KV | TR2_LD | LOAD
2156111405 | ATSI | MAGELLAN | 138 KV | TR3_LD | LOAD
32415109 | ATSI | MAHONIFE | 23 KV | A | LOAD
93353859 | ATSI | MANIVL | 138 KV | TR1 | LOAD
93353861 | ATSI | MANIVL | 138 KV | TR2 | LOAD
112586055 | ATSI | MANSFIEL | 17 KV | LDMF10 | LOAD
112586057 | ATSI | MANSFIEL | 17 KV | LDMF20 | LOAD
112586059 | ATSI | MANSFIEL | 17 KV | LDMF30 | LOAD
87901627 | ATSI | MANSFIEL | 17 KV | UN2 | GEN
87901527 | ATSI | MANSFIEL | 345 KV | LDTR1 | LOAD
87901525 | ATSI | MANSFIEL | 345 KV | LDTR2 | LOAD
1338424115 | ATSI | MAPLEOE | 69 KV | ZELIENOP | LOAD
2041966694 | ATSI | MARENCEC | 69 KV | T1 | LOAD
98370169 | ATSI | MARIONET | 138 KV | TR1 | LOAD
1183226084 | ATSI | MARKWEST | 138 KV | LDTR1 | LOAD
1183226085 | ATSI | MARKWEST | 138 KV | LDTR2 | LOAD
1338424135 | ATSI | MARKWST2 | 138 KV | MARKWST2 | LOAD
2156114674 | ATSI | MARS | 69 KV | T1LD | LOAD
2156114576 | ATSI | MARS | 69 KV | T2LD | LOAD
32415115 | ATSI | MASURY | 23 KV | B | LOAD
135388901 | ATSI | MAUMEE | 69 KV | TR1 | LOAD
135388903 | ATSI | MAUMEE | 69 KV | TR2 | LOAD
98370337 | ATSI | MAXWELL | 138 KV | TR71 | LOAD
123901033 | ATSI | MAYFLD | 138 KV | TR71 | LOAD
123901035 | ATSI | MAYFLD | 34 KV | E | LOAD
32415121 | ATSI | MCDOWLOE | 69 KV | A | LOAD
98370171 | ATSI | MCDSTEEL | 138 KV | LDMC | LOAD
135388905 | ATSI | MEADWLRK | 69 KV | TR1 | LOAD
135388907 | ATSI | MED_CENT | 69 KV | MEDCN_69 | LOAD
135388915 | ATSI | MED_COLL | 69 KV | MEDCL_69 | LOAD
135388913 | ATSI | MED_COLL | 69 KV | MEDCM_69 | LOAD
135388909 | ATSI | MED_COLL | 69 KV | TR1 | LOAD
135388911 | ATSI | MED_COLL | 69 KV | TR2 | LOAD
1869182801 | ATSI | MEDINA | 69 KV | MEDINALD | LOAD
2156111975 | ATSI | MEDINA | 69 KV | POE_LOAD | LOAD
1348256561 | ATSI | MEDINA | 69 KV | T1 2 4LD | LOAD
1348256560 | ATSI | MEDINA | 69 KV | T3 LD | LOAD
2041967800 | ATSI | MERCERFE | 69 KV | T1 | LOAD
2041967798 | ATSI | MERCERFE | 69 KV | T2 | LOAD
2041967813 | ATSI | MERCERFG | 69 KV | T1 | LOAD
135388917 | ATSI | MIDV_PI2 | 69 KV | MIDVP_69 | LOAD
1869183593 | ATSI | MILANM_N | 69 KV | T1 | LOAD
1869183622 | ATSI | MILANVIL | 69 KV | T1 | LOAD
1869183623 | ATSI | MILANVIL | 69 KV | T2 | LOAD
1075449493 | ATSI | MILLENUM | 138 KV | TR1 | LOAD
98370173 | ATSI | MILLIRON | 138 KV | TR1 | LOAD
2156112866 | ATSI | MITCHELT | 138 KV | MITCH_LD | LOAD
1869183588 | ATSI | MITSBSHI | 69 KV | T1 | LOAD
135388919 | ATSI | MN_WW | 69 KV | WMNWAT69 | LOAD
119117471 | ATSI | MONTEPLR | 69 KV | AIRPRT69 | LOAD
119117473 | ATSI | MONTEPLR | 69 KV | CHASBR69 | LOAD
119117469 | ATSI | MONTEPLR | 69 KV | HENRYS69 | LOAD
119117477 | ATSI | MONTEPLR | 69 KV | PIONER1 | LOAD
119117479 | ATSI | MONTEPLR | 69 KV | PIONER2 | LOAD
119117467 | ATSI | MONTEPLR | 69 KV | STEBEN1 | LOAD
119117475 | ATSI | MONTEPLR | 69 KV | STEBEN2 | LOAD
2041966741 | ATSI | MOOREFLD | 69 KV | T1 | LOAD
2041966737 | ATSI | MOOREFLD | 69 KV | T2 | LOAD
98370175 | ATSI | MOOREOE | 138 KV | TR1 | LOAD
1869183648 | ATSI | MORTNSLT | 69 KV | T1 | LOAD
2041966783 | ATSI | MOYNO | 69 KV | T1 | LOAD
98370181 | ATSI | MURRAYOE | 138 KV | TR1 | LOAD
98370177 | ATSI | MURRAYOE | 138 KV | TR2 | LOAD
135388921 | ATSI | NABISCO | 69 KV | NABTO_69 | LOAD
1067163680 | ATSI | NAPLEON | 69 KV | GLENW_69 | LOAD
1067163678 | ATSI | NAPLEON | 69 KV | NAPMI_69 | LOAD
1067163679 | ATSI | NAPLEON | 69 KV | SOUTH_69 | LOAD
93353865 | ATSI | NAPLNN | 138 KV | TRE | LOAD
93353863 | ATSI | NAPLNN | 138 KV | TRW | LOAD
98370183 | ATSI | NASA | 138 KV | TR1 | LOAD
98370185 | ATSI | NASA | 138 KV | TR2 | LOAD
1318137619 | ATSI | NATHAN | 34 KV | R14 LD | LOAD
1318137622 | ATSI | NATHAN | 34 KV | R15 LD | LOAD
1318137620 | ATSI | NATHAN | 34 KV | R21 LD | LOAD
1318137621 | ATSI | NATHAN | 34 KV | R26 LD | LOAD
1439648324 | ATSI | NATIONL | 138 KV | T1 | LOAD
2156114909 | ATSI | NATIONL | 138 KV | T2_LD | LOAD
93353867 | ATSI | NATLBRN | 138 KV | TR1 | LOAD
1348257154 | ATSI | NATUREFF | 138 KV | NFF LD | LOAD
2156112338 | ATSI | NATUREFF | 138 KV | NOVATS | LOAD
2156112454 | ATSI | NATUREFF | 138 KV | TCREC_LD | LOAD
2041966681 | ATSI | NAVISTAR | 69 KV | T1 | LOAD
2041966678 | ATSI | NAVISTAR | 69 KV | T2 | LOAD
98370187 | ATSI | NDEPT | 138 KV | TR1 | LOAD
98370189 | ATSI | NDEPT | 138 KV | TR2 | LOAD
1268565018 | ATSI | NEVADAOE | 138 KV | TR1 LD | LOAD
1305123861 | ATSI | NEVADAOE | 138 KV | TR3 LD | LOAD
1338424014 | ATSI | NEWBURGH | 69 KV | TR7 LD | LOAD
1338424013 | ATSI | NEWBURGH | 69 KV | TR8 LD | LOAD
2041966820 | ATSI | NEWCALI | 69 KV | T1 | LOAD
2041966822 | ATSI | NEWCALI | 69 KV | T2 | LOAD
98370489 | ATSI | NEWCASOE | 14 KV | G3 | GEN
98370491 | ATSI | NEWCASOE | 14 KV | G4 | GEN
112586061 | ATSI | NEWCASOE | 14 KV | NL30 | LOAD
112586063 | ATSI | NEWCASOE | 14 KV | NL40 | LOAD
98370487 | ATSI | NEWCASOE | 16 KV | G5 | GEN
119117481 | ATSI | NEWCASOE | 16 KV | LD5 | LOAD
32415143 | ATSI | NEWCASOE | 23 KV | B | LOAD
98370483 | ATSI | NEWCASOE | 23 KV | EMDS-A | GEN
98370485 | ATSI | NEWCASOE | 23 KV | EMDS-B | GEN
106856813 | ATSI | NEWCASOE | 69 KV | TR6 | LOAD
98370339 | ATSI | NEWELL | 138 KV | TR71 | LOAD
98370341 | ATSI | NEWELL | 138 KV | TR72 | LOAD
1218908236 | ATSI | NEWSTACY | 138 KV | LOAD | LOAD
32415151 | ATSI | NEWTONFA | 23 KV | B | LOAD
32415149 | ATSI | NEWTONFA | 69 KV | A | LOAD
98370497 | ATSI | NILES | 14 KV | CT | GEN
32415153 | ATSI | NILES | 23 KV | A | LOAD
1067164094 | ATSI | NINEMILE | 138 KV | TR1 | LOAD
1067164095 | ATSI | NINEMILE | 138 KV | TR2 | LOAD
76427763 | ATSI | NORDONIA | 138 KV | TR1 | LOAD
2156114177 | ATSI | NORDSON | 69 KV | NORD_LD | LOAD
1869183591 | ATSI | NORFOLK | 69 KV | T1 | LOAD
1869183590 | ATSI | NORFOLK | 69 KV | T2 | LOAD
123901037 | ATSI | NORTHFLD | 138 KV | TR71 | LOAD
123901039 | ATSI | NORTHFLD | 34 KV | C | LOAD
123901535 | ATSI | NORTHFLD | 34 KV | SOLONLF | GEN
2041967394 | ATSI | NORTHFLD | 34 KV | T1 | LOAD
2041967396 | ATSI | NORTHFLD | 34 KV | T2 | LOAD
2041967390 | ATSI | NORTHFLD | 34 KV | T3 | LOAD
2041967401 | ATSI | NORTHFLD | 34 KV | T4 | LOAD
98370343 | ATSI | NORWAY | 138 KV | TR71 | LOAD
98370345 | ATSI | NORWAY | 138 KV | TR72 | LOAD
1084385751 | ATSI | NSS-YORK | 138 KV | LD2 | LOAD
93353869 | ATSI | NSS-YORK | 138 KV | NSY-TR | LOAD
1248986017 | ATSI | NSTARSTL | 34.5 KV | EAP LD | LOAD
1248986016 | ATSI | NSTARSTL | 34.5 KV | FDR LD | LOAD
1248986018 | ATSI | NSTARSTL | 34.5 KV | SVC LD | LOAD
1869183953 | ATSI | NTITUS | 138 KV | T1 | LOAD
98370191 | ATSI | NUCORST | 138 KV | GPTR1 | LOAD
98370193 | ATSI | NUCORST | 138 KV | GPTR2 | LOAD
98370195 | ATSI | NUCORST | 138 KV | TR1 | LOAD
98370197 | ATSI | NUCORST | 138 KV | TR2 | LOAD
98370199 | ATSI | NUCORST | 138 KV | TR4 | LOAD
98370201 | ATSI | NUCORST | 138 KV | TR5 | LOAD
98370347 | ATSI | NURSERY | 138 KV | TR1 | LOAD
98370349 | ATSI | NURSERY | 138 KV | TR2 | LOAD
98370351 | ATSI | NURSERY | 138 KV | TR3 | LOAD
98370353 | ATSI | NURSERY | 138 KV | TR71 | LOAD
2041967805 | ATSI | NWILMING | 69 KV | T1 | LOAD
2041967807 | ATSI | NWILMING | 69 KV | T2 | LOAD
135388923 | ATSI | OAKDAL | 69 KV | TR2 | LOAD
135388925 | ATSI | OAKDAL | 69 KV | TR3 | LOAD
135388927 | ATSI | OAKHARBR | 69 KV | TR1 | LOAD
135388929 | ATSI | OAKHARBR | 69 KV | TR2 | LOAD
1218908237 | ATSI | OAKWOOD2 | 69 KV | OAKWD LD | LOAD
1075449219 | ATSI | OBERLIN | 69 KV | LD1 | LOAD
1132287620 | ATSI | OHIO_STR | 138 KV | TR1 | LOAD
1869183634 | ATSI | OHIOVETH | 69 KV | T1 | LOAD
1107284146 | ATSI | OLDFORGE | 138 KV | TR1 | LOAD
135388931 | ATSI | OMNI | 69 KV | OMNI_69 | LOAD
98370203 | ATSI | ONTARIOE | 138 KV | TR1 | LOAD
98370205 | ATSI | ONTARIOE | 138 KV | TR2 | LOAD
1338423898 | ATSI | OREGONEN | 19 KV | AUXA LD | LOAD
1338423897 | ATSI | OREGONEN | 19 KV | AUXB LD | LOAD
1338431707 | ATSI | OREGONEN | 19 KV | CTG11 | GEN
1338431708 | ATSI | OREGONEN | 19 KV | CTG12 | GEN
1338431709 | ATSI | OREGONEN | 19 KV | ST10 | GEN
2041966767 | ATSI | OSKELLY | 69 KV | T1 | LOAD
2041966748 | ATSI | OXFRDCEC | 69 KV | T1 | LOAD
98370207 | ATSI | P_EL_UDH | 138 KV | LDST | LOAD
2156116072 | ATSI | PACKCORP | 69 KV | BUDD_PCA | LOAD
2156115726 | ATSI | PACKCORP | 69 KV | REINEKE | LOAD
98370209 | ATSI | PACKRDOE | 138 KV | TR1 | LOAD
98370211 | ATSI | PACKRDOE | 138 KV | TR2 | LOAD
2041967743 | ATSI | PADEPTCO | 69 KV | T1 | LOAD
98370355 | ATSI | PAINESV | 138 KV | TR1 | LOAD
98370357 | ATSI | PAINESV | 138 KV | TR2 | LOAD
1356155763 | ATSI | PAINESV2 | 138 KV | TR10 | LOAD
1356155764 | ATSI | PAINESV2 | 138 KV | TR11 | LOAD
1388605791 | ATSI | PALMAVE | 138 KV | T1 | LOAD
1388605792 | ATSI | PALMAVE | 138 KV | T2 | LOAD
2041966845 | ATSI | PARKMAN | 69 KV | T1 | LOAD
135388939 | ATSI | PEMBRVLL | 69 KV | LDWAYNE | LOAD
135388933 | ATSI | PEMBRVLL | 69 KV | TR1 | LOAD
135388935 | ATSI | PEMBRVLL | 69 KV | TR3 | LOAD
1218908235 | ATSI | PENNANT | 138 KV | LOAD | LOAD
2041967576 | ATSI | PERRY | 69 KV | T1 | LOAD
112586105 | ATSI | PERRY_FE | 22 KV | LD110B | LOAD
87901631 | ATSI | PERRY_FE | 22 KV | PR10 | GEN
87901529 | ATSI | PERRY_FE | 345 KV | LD100 | LOAD
87901531 | ATSI | PERRY_FE | 345 KV | LD200 | LOAD
135388941 | ATSI | PERSTORP | 69 KV | TR1 | LOAD
135388943 | ATSI | PERSTORP | 69 KV | TR2 | LOAD
1067169814 | ATSI | PGAE_72 | 69 KV | PGE | GEN
98370215 | ATSI | PIDGEON | 138 KV | TR1 | LOAD
98370213 | ATSI | PIDGEON | 138 KV | TR3 | LOAD
32415171 | ATSI | PIDGEON | 69 KV | B | LOAD
2156110498 | ATSI | PIDGEON | 69 KV | COLUMBIA | LOAD
135388945 | ATSI | PILKNGTN | 69 KV | TR1 | LOAD
135388947 | ATSI | PILKNGTN | 69 KV | TR2 | LOAD
135388949 | ATSI | PILKNGTN | 69 KV | TR4 | LOAD
135388951 | ATSI | PILKNGTN | 69 KV | TR5 | LOAD
98370359 | ATSI | PINEGROV | 138 KV | TR71 | LOAD
98370217 | ATSI | PINEOE | 138 KV | TR1 | LOAD
98370219 | ATSI | PINEOE | 138 KV | TR2 | LOAD
98370221 | ATSI | PINEOE | 138 KV | TR3 | LOAD
123901011 | ATSI | PIONEER | 69 KV | LD1 | LOAD
1123173954 | ATSI | PITTCONN | 138 KV | TR2 | LOAD
2156115049 | ATSI | PLAINCIT | 138 KV | J_SKI_LD | LOAD
2041966799 | ATSI | PLATTSBG | 69 KV | T1 | LOAD
123901041 | ATSI | PLNDEALR | 138 KV | TR1 | LOAD
123901043 | ATSI | PLNDEALR | 138 KV | TR2 | LOAD
123901045 | ATSI | PLSNTVLY | 138 KV | TR71 | LOAD
123901047 | ATSI | PLSNTVLY | 138 KV | TR72 | LOAD
135388953 | ATSI | PNTACNTY | 69 KV | TR1 | LOAD
1869183628 | ATSI | POLK | 69 KV | T1 | LOAD
2041967765 | ATSI | POTTERFE | 69 KV | T1 | LOAD
135388955 | ATSI | PPG_MN | 69 KV | TR1 | LOAD
135388957 | ATSI | PPG_MN | 69 KV | TR2 | LOAD
2156114633 | ATSI | PPPINE | 69 KV | WARRENDA | LOAD
2156114535 | ATSI | PPPINE | 69 KV | WEXFORD | LOAD
1107284171 | ATSI | PREISDOK | 69 KV | TR1 | LOAD
1107284172 | ATSI | PREISDOK | 69 KV | TR2 | LOAD
93353873 | ATSI | PROGINS | 138 KV | TR71 | LOAD
93353875 | ATSI | PROGINS | 138 KV | TR72 | LOAD
2041966689 | ATSI | PROSPCTM | 69 KV | T1 | LOAD
2041966692 | ATSI | PROSPCTM | 69 KV | T2 | LOAD
2041967768 | ATSI | PUBLWELF | 69 KV | T1 | LOAD
2041967770 | ATSI | PUBLWELF | 69 KV | T2 | LOAD
2041967746 | ATSI | PULASKFE | 69 KV | T1 | LOAD
1869183616 | ATSI | QUARRYFE | 69 KV | T1 | LOAD
2041966824 | ATSI | RADNOR | 69 KV | T1 | LOAD
135388959 | ATSI | RAVINE | 69 KV | TR1 | LOAD
2041967749 | ATSI | RAYST | 69 KV | T1 | LOAD
1067163732 | ATSI | REA_HANC | 69 KV | HANCK_69 | LOAD
1067163733 | ATSI | REA_NLBT | 69 KV | REALB_69 | LOAD
98370223 | ATSI | REACTMET | 138 KV | LDRMI | LOAD
2155501940 | ATSI | REDMAN | 69 KV | TR1 | LOAD
2155501941 | ATSI | REDMAN | 69 KV | TR2 | LOAD
98370225 | ATSI | REEDSBUR | 138 KV | LDRE | LOAD
119117489 | ATSI | REINFORC | 138 KV | TR1 | LOAD
1132287655 | ATSI | REP_ARC | 138 KV | LDREP | LOAD
1869183632 | ATSI | REPPLM | 69 KV | T1 | LOAD
98370227 | ATSI | REPUBSM | 138 KV | TR1 | LOAD
1107284187 | ATSI | REPVINE | 138 KV | A | LOAD
1107284188 | ATSI | REPVINE | 138 KV | B | LOAD
135388961 | ATSI | REXAM | 69 KV | TR1 | LOAD
93353879 | ATSI | REYNSILI | 138 KV | TR3 | LOAD
93353877 | ATSI | REYNSILI | 138 KV | TR4 | LOAD
2041967773 | ATSI | REZNOR | 69 KV | T1 | LOAD
2156109349 | ATSI | RICHLND | 13.8 KV | LD1246 | LOAD
2156109348 | ATSI | RICHLND | 13.8 KV | LD1247 | LOAD
2156109350 | ATSI | RICHLND | 13.8 KV | LD1248 | LOAD
2156109351 | ATSI | RICHLND | 13.8 KV | LD1249 | LOAD
2156109463 | ATSI | RICHLND | 13.8 KV | RP81 | GEN
2156109464 | ATSI | RICHLND | 13.8 KV | RP82 | GEN
2156109462 | ATSI | RICHLND | 13.8 KV | RP83 | GEN
2156115021 | ATSI | RICHLND | 13.8 KV | RP84 | GEN
2156114926 | ATSI | RICHLND | 13.8 KV | RP85 | GEN
2156115035 | ATSI | RICHLND | 13.8 KV | RP86 | GEN
112586069 | ATSI | RICHLND | 36 KV | LDHOL | LOAD
1348257143 | ATSI | RIDGETOL | 69 KV | 2476 LD | LOAD
2041966677 | ATSI | RIDGEWD | 69 KV | T3 | LOAD
2041966674 | ATSI | RIDGEWD | 69 KV | T4 | LOAD
2041966771 | ATSI | RITTAL | 69 KV | T1 | LOAD
1869182866 | ATSI | RITTMAN | 69 KV | T1 | LOAD
1869182867 | ATSI | RITTMAN | 69 KV | T2 | LOAD
1869183635 | ATSI | RITTMANP | 69 KV | T1 | LOAD
98370505 | ATSI | ROBERTOE | 138 KV | GENDUMMY | GEN
32415189 | ATSI | ROBERTOE | 34 KV | A | LOAD
2156109030 | ATSI | ROBSON_M | 69 KV | T1 | LOAD
2041966672 | ATSI | ROCKAWAY | 69 KV | T5 | LOAD
2041966777 | ATSI | ROSECITY | 69 KV | T1 | LOAD
98370229 | ATSI | ROSSOE | 138 KV | TR3 | LOAD
1869183597 | ATSI | ROUTH | 69 KV | T1 | LOAD
98370231 | ATSI | RVERBDOE | 138 KV | TR1 | LOAD
98370233 | ATSI | RYAN | 138 KV | TR1 | LOAD
135388965 | ATSI | RYAN_T | 69 KV | TR1 | LOAD
135388963 | ATSI | RYAN_T | 69 KV | TR3 | LOAD
1869183633 | ATSI | RYEBCHRD | 69 KV | T1 | LOAD
32415195 | ATSI | SAKRONFE | 23 KV | A | LOAD
32415197 | ATSI | SAKRONFE | 23 KV | B | LOAD
32415201 | ATSI | SALTSPRG | 23 KV | C | LOAD
32415199 | ATSI | SALTSPRG | 69 KV | B | LOAD
1388605793 | ATSI | SAMHERST | 69 KV | T1 | LOAD
48934103 | ATSI | SAMMISFE | 345 KV | CR2 | LOAD
48934105 | ATSI | SAMMISFE | 345 KV | CR3 | LOAD
48934107 | ATSI | SAMMISFE | 345 KV | CR4 | LOAD
87901533 | ATSI | SAMMISFE | 345 KV | CR5 | LOAD
1107290410 | ATSI | SANBORN | 34 KV | GENEVALF | GEN
123901049 | ATSI | SANBORN | 34 KV | LD1 | LOAD
123901051 | ATSI | SANBORN | 34 KV | LD2 | LOAD
123901053 | ATSI | SANBORN | 34 KV | LD3 | LOAD
123901055 | ATSI | SANBORN | 34 KV | LD4 | LOAD
123901057 | ATSI | SANBORN | 34 KV | LD5 | LOAD
123901059 | ATSI | SANBORN | 34 KV | LD6 | LOAD
119117505 | ATSI | SAUDERWD | 69 KV | TR1 | LOAD
119117507 | ATSI | SAUDERWD | 69 KV | TR2 | LOAD
1869183608 | ATSI | SAUER | 69 KV | T1 | LOAD
2041966792 | ATSI | SCHAAF | 69 KV | T1 | LOAD
2041966774 | ATSI | SCIOTO | 69 KV | T1 | LOAD
98370235 | ATSI | SENECAOE | 138 KV | TR1 | LOAD
98370237 | ATSI | SEVILL_R | 138 KV | TR1 | LOAD
1869183642 | ATSI | SEVILLMN | 69 KV | T1 | LOAD
112586107 | ATSI | SEWAGE | 138 KV | TR1 | LOAD
112586109 | ATSI | SEWAGE | 138 KV | TR2 | LOAD
98370239 | ATSI | SHALERS | 138 KV | TR1 | LOAD
1338424127 | ATSI | SHARON | 69 KV | T1 LD | LOAD
2041967696 | ATSI | SHARPSV | 69 KV | T1 | LOAD
1348257157 | ATSI | SHAWVILE | 69 KV | T1 LD | LOAD
1348257158 | ATSI | SHAWVILE | 69 KV | T2 LD | LOAD
1348257156 | ATSI | SHAWVILE | 69 KV | T3 LD | LOAD
2156109581 | ATSI | SHELBYFS | 138 KV | SHELBYLD | LOAD
2156115326 | ATSI | SHELBYFS | 138 KV | TRACYRLD | LOAD
2156109034 | ATSI | SHENLIME | 69 KV | T1 | LOAD
2155501936 | ATSI | SHEWANGO | 69 KV | ELYF1_LD | LOAD
2155501937 | ATSI | SHEWANGO | 69 KV | SHEW_LD | LOAD
1305124286 | ATSI | SHRPQS | 138 KV | ELLWOOD | LOAD
98370241 | ATSI | SHRPQS | 138 KV | TR1 | LOAD
98370243 | ATSI | SHRPQS | 138 KV | TR2 | LOAD
2041967731 | ATSI | SILVERST | 69 KV | T1 | LOAD
2041967732 | ATSI | SILVERST | 69 KV | T3 | LOAD
93353895 | ATSI | SLATER | 138 KV | TR71 | LOAD
1075448851 | ATSI | SMUCKERS | 138 KV | TR1 | LOAD
1075448852 | ATSI | SMUCKERS | 138 KV | TR2 | LOAD
135388967 | ATSI | SNYDER_M | 69 KV | SNYDR_69 | LOAD
1292908770 | ATSI | SOUREK | 138 KV | TR1 | LOAD
2041966886 | ATSI | SOUTHING | 69 KV | T1 | LOAD
1869183629 | ATSI | SPENCRLM | 69 KV | T1 | LOAD
1869183630 | ATSI | SPENCRLM | 69 KV | T2 | LOAD
2041966670 | ATSI | SPRNGFDM | 69 KV | T1 | LOAD
2041966666 | ATSI | SPRNGFDM | 69 KV | T2 | LOAD
123901061 | ATSI | SPRUCE | 138 KV | TR1 | LOAD
98370363 | ATSI | SPRUCE | 34 KV | LDR1 | LOAD
1084385837 | ATSI | SSCIOTO | 138 KV | LD1 | LOAD
135388971 | ATSI | ST_CHARH | 69 KV | LDSTCHAR | LOAD
93353897 | ATSI | ST_LUK | 138 KV | TR1 | LOAD
1107284481 | ATSI | STACY | 138 KV | TR1 | LOAD
2156112045 | ATSI | STAR_FE | 69 KV | PORTAGE | LOAD
2156112159 | ATSI | STAR_FE | 69 KV | WADS2_LD | LOAD
93353899 | ATSI | STEELYAR | 138 KV | TR1 | LOAD
93353901 | ATSI | STERPIP | 138 KV | LD1 | LOAD
135388973 | ATSI | STEVENS | 69 KV | STVEN_69 | LOAD
2041967740 | ATSI | STONEBOR | 69 KV | T1 | LOAD
2041967738 | ATSI | STONEBOR | 69 KV | T2 | LOAD
98370245 | ATSI | STONEY | 138 KV | TR1 | LOAD
98370247 | ATSI | STONEY | 138 KV | TR2 | LOAD
2156109590 | ATSI | STOW_FE | 69 KV | T1 | LOAD
2156109591 | ATSI | STOW_FE | 69 KV | T2 | LOAD
2156109589 | ATSI | STOW_FE | 69 KV | T3 | LOAD
2156109187 | ATSI | STRYKER | 13.2 KV | SP81 | GEN
93353903 | ATSI | STRYKER | 138 KV | TR1 | LOAD
135388975 | ATSI | STVINCNT | 69 KV | VINCNT69 | LOAD
1869182819 | ATSI | SULLIVAN | 69 KV | T1 | LOAD
135388977 | ATSI | SUNOIL_T | 69 KV | TR1 | LOAD
135388979 | ATSI | SUNOIL_T | 69 KV | TR2 | LOAD
135388981 | ATSI | SUNOIL_T | 69 KV | TR3 | LOAD
135388983 | ATSI | SUNOIL_T | 69 KV | TR4 | LOAD
135388985 | ATSI | SUNOIL_T | 69 KV | TR5 | LOAD
135388987 | ATSI | SUNOIL_T | 69 KV | TR6 | LOAD
135388989 | ATSI | SUNOIL_T | 69 KV | TR7 | LOAD
93353905 | ATSI | TALWGATE | 138 KV | TR1 | LOAD
93353907 | ATSI | TALWGATE | 138 KV | TR2 | LOAD
93353909 | ATSI | TALWGATE | 138 KV | TR3 | LOAD
2041966683 | ATSI | TECHII | 69 KV | T1 | LOAD
135388991 | ATSI | TELEDYNE | 69 KV | TR1 | LOAD
1869183596 | ATSI | TENECO | 69 KV | T1 | LOAD
135388993 | ATSI | TEXTLTHR | 69 KV | TEXT_69 | LOAD
76427767 | ATSI | THEISS | 138 KV | TR1E | LOAD
76427765 | ATSI | THEISS | 138 KV | TR1W | LOAD
2041966893 | ATSI | THERMOLK | 69 KV | T1 | LOAD
2156109596 | ATSI | THOMPSN | 69 KV | T1 | LOAD
135388995 | ATSI | THRMODIS | 69 KV | WTHRO_69 | LOAD
2156110520 | ATSI | TIPCANOE | 69 KV | TIPPE_LD | LOAD
2041966784 | ATSI | TITUSFE | 69 KV | T1 | LOAD
93353911 | ATSI | TMT_WARE | 138 KV | TR1 | LOAD
98370251 | ATSI | TOD | 138 KV | TR1 | LOAD
135388997 | ATSI | TOL_SHRD | 69 KV | TR1 | LOAD
93353913 | ATSI | TOLEDOHP | 138 KV | TR1 | LOAD
93353915 | ATSI | TOLEDOHP | 138 KV | TR2 | LOAD
1067163809 | ATSI | TONTOGNY | 69 KV | TR2 | LOAD
135388999 | ATSI | TRACY | 69 KV | ALPHA_69 | LOAD
135389001 | ATSI | TRACY | 69 KV | NORPL_69 | LOAD
135389003 | ATSI | TRACY | 69 KV | TR1 | LOAD
98370253 | ATSI | TRALUM | 138 KV | LDTR | LOAD
2156116148 | ATSI | TREMCO | 69 KV | LOAD1 | LOAD
1869183625 | ATSI | TRICOR | 69 KV | T1 | LOAD
2041967689 | ATSI | TRI-INDS | 69 KV | T1 | LOAD
135389007 | ATSI | TRIMBLE | 69 KV | TR1 | LOAD
135389009 | ATSI | TRIMBLE | 69 KV | TR2 | LOAD
135389005 | ATSI | TRIMBLE_ | 69 KV | TUBE_C69 | LOAD
98370255 | ATSI | TROY_LM | 138 KV | LD1 | LOAD
135389011 | ATSI | TROY_M | 69 KV | TROY_69 | LOAD
2156115707 | ATSI | TRUMBUL2 | 19.2 KV | TRUMBLST | GEN
2156115933 | ATSI | TRUMBUL2 | 19.7 KV | TRUMBGT1 | GEN
2156115642 | ATSI | TRUMBUL2 | 19.7 KV | TRUMBGT2 | GEN
98370259 | ATSI | TUSC | 138 KV | TR1 | LOAD
98370257 | ATSI | TUSC | 138 KV | TR2 | LOAD
1869183589 | ATSI | TWR_AUTO | 69 KV | T1 | LOAD
2041966857 | ATSI | TYRRELL | 69 KV | T1 | LOAD
2041967792 | ATSI | UNIONFE | 69 KV | T1 | LOAD
123901013 | ATSI | UNIV_TOL | 138 KV | TR1 | LOAD
123901015 | ATSI | UNIV_TOL | 138 KV | TR2 | LOAD
98370261 | ATSI | URBAN | 138 KV | TR2 | LOAD
32415239 | ATSI | URBAN | 23 KV | A | LOAD
1165474237 | ATSI | UTICA | 138 KV | TR1 | LOAD
1165474238 | ATSI | UTICA | 138 KV | TR2 | LOAD
2041966725 | ATSI | VALLEYFE | 69 KV | T1 | LOAD
2041966727 | ATSI | VALLEYFE | 69 KV | T2 | LOAD
98370263 | ATSI | VALLEYOE | 138 KV | TR1 | LOAD
98370265 | ATSI | VALLEYOE | 138 KV | TR2 | LOAD
98370267 | ATSI | VALLEYOE | 138 KV | TR3 | LOAD
98370269 | ATSI | VALLEYOE | 138 KV | TR4 | LOAD
2041967766 | ATSI | VETERANS | 69 KV | T1 | LOAD
2041966902 | ATSI | VIENNAFB | 69 KV | T1 | LOAD
2041966849 | ATSI | VIENNAFE | 69 KV | T1 | LOAD
2041966742 | ATSI | VILLAFE | 69 KV | T1 | LOAD
1218908247 | ATSI | VINCENT | 69 KV | VINCNTLD | LOAD
98370271 | ATSI | VISTEON | 138 KV | TR1 | LOAD
98370273 | ATSI | VISTEON | 138 KV | TR2 | LOAD
98370275 | ATSI | VISTEON | 138 KV | TR3 | LOAD
123900993 | ATSI | VM_STAR | 138 KV | TR1 | LOAD
123900995 | ATSI | VM_STAR | 138 KV | TR2 | LOAD
123900997 | ATSI | VM_STAR | 138 KV | TR3 | LOAD
123900999 | ATSI | VM_STAR | 138 KV | TR30 | LOAD
93353917 | ATSI | VULCAN | 138 KV | TR8 | LOAD
135389015 | ATSI | VULCAN | 69 KV | TR1 | LOAD
135389017 | ATSI | VULCAN | 69 KV | TR4 | LOAD
135389019 | ATSI | VULCAN | 69 KV | TR9 | LOAD
2156114778 | ATSI | W_RCHFLD | 69 KV | LOAD1 | LOAD
119117509 | ATSI | W_UNITY | 69 KV | TR | LOAD
2156109353 | ATSI | WAKEMAN | 69 KV | T1 | LOAD
98370277 | ATSI | WAKRON | 138 KV | TR3 | LOAD
98370279 | ATSI | WAKRON | 138 KV | TR4 | LOAD
98370281 | ATSI | WAKRON | 138 KV | TR5 | LOAD
93353919 | ATSI | WALGRN | 138 KV | TR1 | LOAD
93353921 | ATSI | WALGRN | 138 KV | TR2 | LOAD
2041967811 | ATSI | WALMO | 69 KV | T1 | LOAD
2041967812 | ATSI | WALMO | 69 KV | T2 | LOAD
98370283 | ATSI | WASHINTN | 138 KV | TR3 | LOAD
2041966728 | ATSI | WATERWRK | 69 KV | T1 | LOAD
2041966732 | ATSI | WATERWRK | 69 KV | T2 | LOAD
93353923 | ATSI | WAUSEON | 138 KV | TR1 | LOAD
93353927 | ATSI | WAUSEON | 138 KV | TR3 | LOAD
98370291 | ATSI | WCIFINIS | 138 KV | TR2 | LOAD
98370287 | ATSI | WCIHOTST | 138 KV | TR2 | LOAD
98370285 | ATSI | WCIHOTST | 138 KV | TR3 | LOAD
98370289 | ATSI | WCIHOTST | 138 KV | TR4 | LOAD
1869183586 | ATSI | WELLSFE | 69 KV | T1 | LOAD
2041967793 | ATSI | WERNERFE | 69 KV | T1 | LOAD
2041967795 | ATSI | WERNERFE | 69 KV | T2 | LOAD
1067163853 | ATSI | WESTON1 | 69 KV | TR_36 | LOAD
48934109 | ATSI | WFREMONT | 138 KV | TR3 | LOAD
32415267 | ATSI | WFREMONT | 69 KV | B | LOAD
135389021 | ATSI | WHITEHSE | 69 KV | TR_1147 | LOAD
135389023 | ATSI | WHITEHSE | 69 KV | TR_1148 | LOAD
2041967761 | ATSI | WHTLNDFE | 69 KV | CHURCHLD | LOAD
2041967763 | ATSI | WHTLNDFE | 69 KV | COUNCLLD | LOAD
2041967758 | ATSI | WHTLNDFE | 69 KV | MAINSTLD | LOAD
2041967751 | ATSI | WHTLNDFE | 69 KV | T1 | LOAD
2041967753 | ATSI | WHTLNDFE | 69 KV | T2 | LOAD
98370293 | ATSI | WICKLIFF | 138 KV | TR3 | LOAD
2156110519 | ATSI | WIKLIF2 | 69 KV | WICK1_LD | LOAD
2156110518 | ATSI | WIKLIF2 | 69 KV | WICK2_LD | LOAD
1869183624 | ATSI | WILBERT | 69 KV | T1 | LOAD
2041967804 | ATSI | WILLOWBR | 69 KV | T1 | LOAD
2041967803 | ATSI | WILLOWBR | 69 KV | T2 | LOAD
1869183643 | ATSI | WILMER | 69 KV | T1 | LOAD
2156115763 | ATSI | WILRSRCH | 69 KV | LOAD1 | LOAD
1348257141 | ATSI | WINCKLES | 69 KV | T1 LD | LOAD
1348257142 | ATSI | WINCKLES | 69 KV | T2 LD | LOAD
2041966897 | ATSI | WINDHAM | 69 KV | T1 | LOAD
2156110499 | ATSI | WINDHAM | 69 KV | WARRENLD | LOAD
2041966718 | ATSI | WITTENBG | 69 KV | T1 | LOAD
98370295 | ATSI | WMEDINA | 138 KV | TR1 | LOAD
2041967744 | ATSI | WMIDDSEX | 69 KV | T1 | LOAD
2156109580 | ATSI | WOODFORD | 69 KV | MOENLOAD | LOAD
1348257146 | ATSI | WOODFORD | 69 KV | T1 LD | LOAD
2156114193 | ATSI | WOODINGS | 69 KV | T200A_LD | LOAD
2156114092 | ATSI | WOODINGS | 69 KV | T200B_LD | LOAD
93353929 | ATSI | WOODVLTE | 138 KV | TR1 | LOAD
93353931 | ATSI | WOODVLTE | 138 KV | TR2 | LOAD
93353933 | ATSI | WORTHSTL | 138 KV | TR1 | LOAD
32415277 | ATSI | WRAVENNA | 23 KV | B | LOAD
32415275 | ATSI | WRAVENNA | 69 KV | A | LOAD
2156112197 | ATSI | WRAVENNA | 69 KV | BRIMFIEL | LOAD
1869183638 | ATSI | WSLMHLMS | 69 KV | T1 | LOAD
1869183639 | ATSI | WSLMHLMS | 69 KV | T2 | LOAD
2041966695 | ATSI | WSTRNFE | 69 KV | T1 | LOAD
2156109595 | ATSI | WYOGA | 69 KV | T1 | LOAD
135389025 | ATSI | YANKEE_M | 69 KV | YANKE_69 | LOAD
2156110512 | ATSI | ZEDAKER | 69 KV | BANC1_LD | LOAD
2156110510 | ATSI | ZEDAKER | 69 KV | BANC2_LD | LOAD
2156110507 | ATSI | ZEDAKER | 69 KV | GENEX_LD | LOAD
2156110509 | ATSI | ZEDAKER | 69 KV | MAT_LD | LOAD
2156110855 | ATSI | ZEDAKER | 69 KV | REDBARN | LOAD
2156110511 | ATSI | ZEDAKER | 69 KV | ZEDA1_LD | LOAD
2156110508 | ATSI | ZEDAKER | 69 KV | ZEDA2_LD | LOAD
1218908464 | ATSI | ZELIENOP | 138 KV | LOAD | LOAD
98370365 | ATSI | ZENITH | 138 KV | TR1 | LOAD
98370367 | ATSI | ZENITH | 138 KV | TR2 | LOAD
123900897 | BGE | BAGLEY | 34 KV | 230-1LD | LOAD
123900899 | BGE | BAGLEY | 34 KV | 230-2LD | LOAD
1348263717 | BGE | BAGLEY | 34 KV | KINGVLSP | GEN
63381145 | BGE | BESTGATE | 13.8 KV | 110-1LD | LOAD
63381147 | BGE | BESTGATE | 13.8 KV | 110-2LD | LOAD
63381149 | BGE | BESTGATE | 13.8 KV | 110-3LD | LOAD
106856743 | BGE | BRANDONS | 230 KV | AQCS1 | LOAD
106856745 | BGE | BRANDONS | 230 KV | AQCS2 | LOAD
50659 | BGE | BRANDONS | 24 KV | GEN 01 | GEN
50660 | BGE | BRANDONS | 24 KV | GEN 02 | GEN
1379252875 | BGE | BRANDONS | 24 KV | GENLD1 | LOAD
1379252874 | BGE | BRANDONS | 24 KV | GENLD2 | LOAD
83734259 | BGE | BUENAVIS | 13 KV | LD-XF5 | LOAD
83734257 | BGE | BUENAVIS | 13 KV | LD-XF6 | LOAD
65732043 | BGE | BUENAVIS | 34.5 KV | 230-1LD | LOAD
65732045 | BGE | BUENAVIS | 34.5 KV | 230-2LD | LOAD
50661 | BGE | CALVERTC | 22 KV | GEN 02 | GEN
50662 | BGE | CALVERTC | 25 KV | GEN 01 | GEN
52447 | BGE | CALVERTC | 500 KV |  | EHV
1869175003 | BGE | CALVERTC | 500 KV | LD3 | LOAD
49179 | BGE | CALVERTC | 500 KV | LDB | LOAD
49178 | BGE | CALVERTC | 500 KV | LDR | LOAD
63381151 | BGE | CEDARPRK | 13.8 KV | 110-6LD | LOAD
63381153 | BGE | CEDARPRK | 13.8 KV | 110-7LD | LOAD
63381155 | BGE | CEDARPRK | 34.5 KV | 110-1LD | LOAD
63381157 | BGE | CEDARPRK | 34.5 KV | 110-2LD | LOAD
205512 | BGE | CENTER | 13 KV | LOAD1 | LOAD
205513 | BGE | CENTER | 13 KV | LOAD2 | LOAD
2156114589 | BGE | CLAREST | 34.5 KV | 110-1LD | LOAD
2156114531 | BGE | CLAREST | 34.5 KV | 110-2LD | LOAD
2156114532 | BGE | CLAREST | 34.5 KV | 110-3LD | LOAD
2156113875 | BGE | COL_PIPE | 115 KV | COL_PIPE | LOAD
1338430277 | BGE | COLDSPRI | 13.8 KV | 38THSTBT | GEN
63381159 | BGE | COLDSPRI | 13.8 KV | T1 LOAD | LOAD
63381161 | BGE | COLDSPRI | 13.8 KV | T2 LOAD | LOAD
49188 | BGE | COLONIAL | 115 KV | ONE | LOAD
63381163 | BGE | COLU BC | 13.8 KV | 230-1LD | LOAD
63381165 | BGE | COLU BC | 13.8 KV | 230-2LD | LOAD
63381167 | BGE | COLU BC | 34.5 KV | 230-4LD | LOAD
52449 | BGE | CONASTONE | 500 KV |  | EHV
31020605 | BGE | CONC BC | 13 KV | FOUR | LOAD
49189 | BGE | CONC BC | 13 KV | ONE | LOAD
31020603 | BGE | CONC BC | 13 KV | THREE | LOAD
49190 | BGE | CONC BC | 13 KV | TWO | LOAD
63381169 | BGE | CROWNSVI | 13.8 KV | 110-1LD | LOAD
71856449 | BGE | CRYSTLSP | 13.8 KV | 110-3LD | LOAD
71856451 | BGE | CRYSTLSP | 13.8 KV | 110-4LD | LOAD
65732051 | BGE | CRYSTLSP | 34.5 KV | 110-1LD | LOAD
65732053 | BGE | CRYSTLSP | 34.5 KV | 110-2LD | LOAD
49193 | BGE | DELIGHT | 13 KV | ONE | LOAD
49194 | BGE | DELIGHT | 13 KV | TWO | LOAD
49195 | BGE | DOLFIELD | 13 KV | 110-5 | LOAD
49196 | BGE | DOLFIELD | 13 KV | 110-6 | LOAD
49197 | BGE | DOLFIELD | 34 KV | 110-1 | LOAD
49198 | BGE | DOLFIELD | 34 KV | 110-2 | LOAD
49199 | BGE | DOLFIELD | 34 KV | 110-3 | LOAD
65732055 | BGE | DORSEYRN | 13.8 KV | 110-1LD | LOAD
65732057 | BGE | DORSEYRN | 13.8 KV | 110-2LD | LOAD
67719515 | BGE | E TOWSON | 13.8 KV | 110-1LD | LOAD
67719517 | BGE | E TOWSON | 13.8 KV | 110-2LD | LOAD
67719519 | BGE | E TOWSON | 13.8 KV | 110-5LD | LOAD
67719521 | BGE | E TOWSON | 34.5 KV | 110-3LD | LOAD
67719523 | BGE | E TOWSON | 34.5 KV | 110-4LD | LOAD
49200 | BGE | EASTPT | 34 KV | ONE | LOAD
49202 | BGE | EASTPT | 34 KV | THREE | LOAD
49201 | BGE | EASTPT | 34 KV | TWO | LOAD
63381171 | BGE | EDGEWOO1 | 34.5 KV | 110-4 LD | LOAD
63381173 | BGE | EDGEWOO1 | 34.5 KV | 110-5 LD | LOAD
49205 | BGE | ERDMAN | 13 KV | ONE | LOAD
49206 | BGE | ERDMAN | 13 KV | TWO | LOAD
65732061 | BGE | FERNDALE | 13.8 KV | 110-2LD | LOAD
65732059 | BGE | FERNDALE | 13.8 KV | 110-3LD | LOAD
65732063 | BGE | FINKSBUR | 13.8 KV | 110-3LD | LOAD
65732065 | BGE | FINKSBUR | 34.5 KV | 110-1LD | LOAD
65732067 | BGE | FINKSBUR | 34.5 KV | 110-2LD | LOAD
2156109885 | BGE | FITZELL | 13.8 KV | LOAD3 | LOAD
2156109884 | BGE | FITZELL | 13.8 KV | LOAD4 | LOAD
2156109882 | BGE | FITZELL | 34.5 KV | LOAD1 | LOAD
2156109883 | BGE | FITZELL | 34.5 KV | LOAD2 | LOAD
49207 | BGE | FRED BC | 13 KV | 110-3 | LOAD
49208 | BGE | FRED BC | 13 KV | 110-4 | LOAD
49209 | BGE | FRED BC | 34 KV | 110-1 | LOAD
49210 | BGE | FRED BC | 34 KV | 110-2 | LOAD
49211 | BGE | FULLERTO | 13 KV | ONE | LOAD
49212 | BGE | FULLERTO | 13 KV | TWO | LOAD
1292902094 | BGE | GENMOTOR | 13.8 KV | 110-1 LD | LOAD
1292902095 | BGE | GENMOTOR | 13.8 KV | 110-2 LD | LOAD
49213 | BGE | GLENARM | 13 KV | ONE | LOAD
5020978 | BGE | GOLDENRI | 13 KV | LD1 | LOAD
5020979 | BGE | GOLDENRI | 13 KV | LD2 | LOAD
71856687 | BGE | GOULDST | 13 KV | AMSTAR | GEN
49215 | BGE | GOULDST | 13 KV | ONE | LOAD
61482273 | BGE | GOULDST | 13 KV | SPAPERD1 | GEN
49216 | BGE | GOULDST | 13 KV | TWO | LOAD
49217 | BGE | GRAYMANO | 13 KV | ONE | LOAD
49218 | BGE | GRAYMANO | 13 KV | TWO | LOAD
205514 | BGE | GREE BC | 13 KV | LOAD1 | LOAD
87901491 | BGE | GREE BC | 13 KV | LOAD2 | LOAD
87901493 | BGE | GREE BC | 13 KV | LOAD3 | LOAD
63381175 | BGE | HARFORD | 34.5 KV | 110-1LD | LOAD
63381177 | BGE | HARFORD | 34.5 KV | 110-2LD | LOAD
63381179 | BGE | HARFORD | 34.5 KV | 110-7LD | LOAD
63381181 | BGE | HARFORD | 34.5 KV | 110-8LD | LOAD
63381183 | BGE | HARFORD | 34.5 KV | 110-9LD | LOAD
49238 | BGE | HARR BC | 13 KV | ONE | LOAD
1318143739 | BGE | HARR BC | 13 KV | RAVENSDI | GEN
49239 | BGE | HARR BC | 13 KV | THREE | LOAD
49240 | BGE | HARR BC | 34 KV | TWO | LOAD
49227 | BGE | HAZELWOO | 115 KV | HILEN2 | LOAD
49228 | BGE | HAZELWOO | 115 KV | HILEN4 | LOAD
49225 | BGE | HAZELWOO | 13 KV | 110-8 | LOAD
49226 | BGE | HAZELWOO | 13 KV | 110-9 | LOAD
63381185 | BGE | HIGHLAND | 13.8 KV | 110-1LD | LOAD
63381187 | BGE | HIGHLAND | 13.8 KV | 110-2LD | LOAD
63381189 | BGE | HIGHLAND | 34.5 KV | 110-3LD | LOAD
63381191 | BGE | HIGHLAND | 34.5 KV | 110-4LD | LOAD
63381193 | BGE | HIGHRIDG | 115 KV | 33-1LOAD | LOAD
63381195 | BGE | HIGHRIDG | 115 KV | 33-2LOAD | LOAD
63381197 | BGE | HIGHRIDG | 115 KV | 33-3LOAD | LOAD
1165479891 | BGE | HIGHRIDG | 115 KV | BRIGHDAM | GEN
49235 | BGE | HIGHRIDG | 115 KV | ONE | LOAD
49236 | BGE | HIGHRIDG | 115 KV | TWO | LOAD
49230 | BGE | HOLLOFIE | 13 KV | ONE | LOAD
49229 | BGE | HOLLOFIE | 13 KV | TWO | LOAD
49231 | BGE | HONEYGO | 13 KV | ONE | LOAD
49232 | BGE | HONEYGO | 13 KV | TWO | LOAD
49233 | BGE | HOWARD | 230 KV | LOAD 1 | LOAD
49234 | BGE | HOWARD | 230 KV | LOAD 2 | LOAD
49241 | BGE | JERICHOP | 230 KV | ONE | LOAD
49242 | BGE | JERICHOP | 230 KV | TWO | LOAD
63381207 | BGE | JOPPATOW | 13.8 KV | 110-1LD | LOAD
112585919 | BGE | JOPPATOW | 13.8 KV | 110-2LD | LOAD
49243 | BGE | LIPINSCO | 13 KV | ONE | LOAD
1379252987 | BGE | LIPINSCO | 13 KV | TWO | LOAD
49247 | BGE | LIPINSCO | 34 KV | FIVE | LOAD
49246 | BGE | LIPINSCO | 34 KV | FOUR | LOAD
1379252991 | BGE | LIPINSCO | 34 KV | SIX | LOAD
1379252990 | BGE | LIPINSCO | 34 KV | THREE | LOAD
63381209 | BGE | MARTT HL | 34.5 KV | 110-1LD | LOAD
63381211 | BGE | MARTT HL | 34.5 KV | 110-2LD | LOAD
2156113229 | BGE | MARTT HL | 34.5 KV | FAIRHABS | GEN
2156113464 | BGE | MARTT HL | 34.5 KV | RANDLEBS | GEN
2155501846 | BGE | MEADOWBC | 13.8 KV | 110-1LD | LOAD
2155501847 | BGE | MEADOWBC | 13.8 KV | 110-2LD | LOAD
1047944 | BGE | MIDDLERI | 13 KV | LOAD5 | LOAD
1047943 | BGE | MIDDLERI | 13 KV | LOAD6 | LOAD
1047945 | BGE | MIDDLERI | 33 KV | LOAD7 | LOAD
1047946 | BGE | MIDDLERI | 33 KV | LOAD8 | LOAD
49252 | BGE | MONUMEST | 115 KV | FIVE | LOAD
49253 | BGE | MONUMEST | 115 KV | SIX | LOAD
49251 | BGE | MONUMEST | 13 KV | FOUR | LOAD
49249 | BGE | MONUMEST | 13 KV | ONE | LOAD
49250 | BGE | MONUMEST | 13 KV | THREE | LOAD
49248 | BGE | MONUMEST | 13 KV | TWO | LOAD
63381213 | BGE | MTWASHIG | 13.8 KV | T1 LOAD | LOAD
63381217 | BGE | MTWASHIG | 13.8 KV | T3 LOAD | LOAD
65732075 | BGE | NAJ | 13.8 KV | 110-1LD | LOAD
65732077 | BGE | NAJ | 13.8 KV | 110-6LD | LOAD
135389785 | BGE | NAJ | 13.8 KV | MILSVILF | GEN
65732079 | BGE | NAJ | 34.5 KV | 110-2LD | LOAD
65732081 | BGE | NAJ | 34.5 KV | 110-3LD | LOAD
65732083 | BGE | NAJ | 34.5 KV | 110-4LD | LOAD
63381219 | BGE | NORTHEAS | 115 KV | 110-1 | LOAD
63381221 | BGE | NORTHEAS | 115 KV | 110-2 | LOAD
87901495 | BGE | NORTHPT | 34 KV | 34060LD | LOAD
87901497 | BGE | NORTHPT | 34 KV | 34061LD | LOAD
63381223 | BGE | ORCHARDS | 115 KV | 110-1 | LOAD
63381225 | BGE | ORCHARDS | 115 KV | 110-2 | LOAD
63381227 | BGE | ORCHARDS | 115 KV | 110-3 | LOAD
63381229 | BGE | ORCHARDS | 115 KV | 110-4 | LOAD
5021702 | BGE | OTTERPT | 34 KV | ESANIT | GEN
5020981 | BGE | OTTERPT | 34 KV | ONE | LOAD
5020982 | BGE | OTTERPT | 34 KV | TWO | LOAD
67719525 | BGE | PERRYMAN | 115 KV | 110-1LD | LOAD
50679 | BGE | PERRYMAN | 13 KV | CT 1 | GEN
50681 | BGE | PERRYMAN | 13 KV | CT 3 | GEN
50682 | BGE | PERRYMAN | 13 KV | CT 4 | GEN
50683 | BGE | PERRYMAN | 33 KV | CT 51 | GEN
1183219472 | BGE | PERRYMN6 | 13.8 KV | LOAD | LOAD
1183231793 | BGE | PERRYMN6 | 13.8 KV | PERYMAN6 | GEN
50675 | BGE | PHILADRD | 4 KV | CT 1 | GEN
50676 | BGE | PHILADRD | 4 KV | CT 2 | GEN
50677 | BGE | PHILADRD | 4 KV | CT 3 | GEN
50678 | BGE | PHILADRD | 4 KV | CT 4 | GEN
49272 | BGE | PLESNTHL | 13 KV | LOAD1 | LOAD
49273 | BGE | PLESNTHL | 13 KV | LOAD2 | LOAD
49274 | BGE | PLESNTHL | 13 KV | LOAD3 | LOAD
63381231 | BGE | PRIS BDG | 13.8 KV | 110-3LD | LOAD
63381233 | BGE | PRIS BDG | 13.8 KV | 110-4LD | LOAD
63381235 | BGE | PRIS BDG | 34.5 KV | 110-1LD | LOAD
63381237 | BGE | PRIS BDG | 34.5 KV | 110-2LD | LOAD
48933931 | BGE | PUMPHREY | 115 KV | 110-1 | LOAD
48933933 | BGE | PUMPHREY | 115 KV | 110-2 | LOAD
65732085 | BGE | RIDGVIEW | 13.8 KV | 110-1LD | LOAD
65732087 | BGE | RIDGVIEW | 13.8 KV | 110-2LD | LOAD
63381239 | BGE | RIVAROAD | 13.8 KV | 110-2LD | LOAD
63381241 | BGE | RIVAROAD | 34.5 KV | 110-3LD | LOAD
63381243 | BGE | RIVAROAD | 34.5 KV | 110-4LD | LOAD
49278 | BGE | RIVERSID | 13 KV | 110-4 | LOAD
2156114247 | BGE | RIVERSID | 13 KV | 110-5LD | LOAD
49279 | BGE | RIVERSID | 34 KV | LD1 | LOAD
49280 | BGE | RIVERSID | 34 KV | LD2 | LOAD
49281 | BGE | RIVERSID | 34 KV | LD3 | LOAD
49282 | BGE | RIVERSID | 34 KV | LD4 | LOAD
123900901 | BGE | ROCKAVE | 13.8 KV | LOAD TR1 | LOAD
123900903 | BGE | ROCKAVE | 13.8 KV | LOAD TR2 | LOAD
49283 | BGE | ROCKRIDG | 13 KV | LOAD3 | LOAD
49284 | BGE | ROCKRIDG | 34 KV | LOAD1 | LOAD
49285 | BGE | ROCKRIDG | 34 KV | LOAD2 | LOAD
1268558424 | BGE | SANDYSPG | 13.8 KV | 230-3 LD | LOAD
1268558425 | BGE | SANDYSPG | 13.8 KV | 230-4 LD | LOAD
49286 | BGE | SANDYSPG | 34 KV | ONE | LOAD
49287 | BGE | SANDYSPG | 34 KV | TWO | LOAD
67719527 | BGE | SHAWANRD | 34.5 KV | 110-1LD | LOAD
67719529 | BGE | SHAWANRD | 34.5 KV | 110-2LD | LOAD
65732091 | BGE | SHIPLEY | 13.8 KV | 110-5LD | LOAD
65732089 | BGE | SHIPLEY | 13.8 KV | 110-6LD | LOAD
65732093 | BGE | SHIPLEY | 34.5 KV | 110-1LD | LOAD
65732095 | BGE | SHIPLEY | 34.5 KV | 110-2LD | LOAD
65732097 | BGE | SHIPLEY | 34.5 KV | 110-3LD | LOAD
63381245 | BGE | SNOWDENR | 13.8 KV | 230-1LD | LOAD
63381247 | BGE | SNOWDENR | 13.8 KV | 230-2LD | LOAD
63381249 | BGE | SNOWDENR | 13.8 KV | 230-3LD | LOAD
1047948 | BGE | SUDBROOK | 13 KV | LOAD1 | LOAD
1047947 | BGE | SUDBROOK | 13 KV | LOAD2 | LOAD
1047949 | BGE | SUDBROOK | 33 KV | LOAD3 | LOAD
1047950 | BGE | SUDBROOK | 33 KV | LOAD4 | LOAD
49289 | BGE | TEXAS | 13 KV | FIVE | LOAD
49288 | BGE | TEXAS | 13 KV | THREE | LOAD
49290 | BGE | TEXAS | 34 KV | ONE | LOAD
49291 | BGE | TEXAS | 34 KV | TWO | LOAD
1183219467 | BGE | TIPTON | 115 KV | 110608LD | LOAD
1183219470 | BGE | TIPTON | 115 KV | 110609LD | LOAD
1183219471 | BGE | TIPTON | 115 KV | 110610LD | LOAD
1183219468 | BGE | TIPTON | 115 KV | 110611LD | LOAD
1183219466 | BGE | TIPTON | 115 KV | 110612LD | LOAD
1183219469 | BGE | TIPTON | 115 KV | 110613LD | LOAD
49292 | BGE | VIADUCAV | 13 KV | ONE | LOAD
50688 | BGE | WAGNER | 13 KV | CT 01 | GEN
50689 | BGE | WAGNER | 13 KV | GEN 01 | GEN
50690 | BGE | WAGNER | 13 KV | GEN 02 | GEN
50691 | BGE | WAGNER | 13 KV | GEN 03 | GEN
50692 | BGE | WAGNER | 13 KV | GEN 04 | GEN
49293 | BGE | WAGNER | 34 KV | ONE | LOAD
49295 | BGE | WAGNER | 34 KV | THRE | LOAD
49294 | BGE | WAGNER | 34 KV | TWO | LOAD
2156109296 | BGE | WAUGHCHA | 13.8 KV | 110-1LD | LOAD
2156109295 | BGE | WAUGHCHA | 13.8 KV | 110-2LD | LOAD
52469 | BGE | WAUGHCHAPEL | 500 KV |  | EHV
65732099 | BGE | WESMSTER | 13.8 KV | 110-3LD | LOAD
65732101 | BGE | WESMSTER | 13.8 KV | 110-4LD | LOAD
65732103 | BGE | WESMSTER | 34.5 KV | 110-1LD | LOAD
65732105 | BGE | WESMSTER | 34.5 KV | 110-2LD | LOAD
49297 | BGE | WESTPORT | 13 KV | 110-10 | LOAD
49296 | BGE | WESTPORT | 13 KV | 110-9 | LOAD
50694 | BGE | WESTPORT | 34 KV | BRESCO | GEN
49298 | BGE | WESTPORT | 34 KV | LD34-1 | LOAD
49299 | BGE | WESTPORT | 34 KV | LD34-2 | LOAD
65732113 | BGE | WHITEROC | 115 KV | COL PIPE | LOAD
65732107 | BGE | WHITEROC | 13.8 KV | 110-2LD | LOAD
65732109 | BGE | WHITEROC | 34.5 KV | 110-1LD | LOAD
65732111 | BGE | WHITEROC | 34.5 KV | 110-3LD | LOAD
135389787 | BGE | WHITEROC | 34.5 KV | ALPHARLF | GEN
63381251 | BGE | WILDELAK | 13.8 KV | 230-1LD | LOAD
63381253 | BGE | WILDELAK | 13.8 KV | 230-2LD | LOAD
63381255 | BGE | WILDELAK | 13.8 KV | 230-3LD | LOAD
2156109297 | BGE | WILKENS | 13.8 KV | LOAD1 | LOAD
2156109298 | BGE | WILKENS | 13.8 KV | LOAD2 | LOAD
1248979577 | BGE | WINDYEDG | 115 KV | 110-1 | LOAD
49308 | BGE | WINDYEDG | 115 KV | LD1 | LOAD
49309 | BGE | WINDYEDG | 115 KV | LD2 | LOAD
2156115452 | COMED | 0901 | 138 KV | TR71_12 | LOAD
32406703 | COMED | 1 LASALL | 138 KV | TR041 04 | LOAD
32406705 | COMED | 1 LASALL | 138 KV | TR71 12 | LOAD
32406699 | COMED | 1 LASALL | 24 KV | ATR14104 | LOAD
32406701 | COMED | 1 LASALL | 24 KV | ATR24104 | LOAD
32417525 | COMED | 1 LASALL | 24 KV | LA-1 | GEN
32417527 | COMED | 1 LASALL | 24 KV | LA-2 | GEN
32406707 | COMED | 1 LASALL | 345 KV | ATR14204 | LOAD
32406709 | COMED | 1 LASALL | 345 KV | ATR24204 | LOAD
135389803 | COMED | 100 SHAD | 34.5 KV | GSG6WF | GEN
2156113084 | COMED | 100 SHAD | 34.5 KV | SHADY2WF | GEN
32406711 | COMED | 101 ITAS | 138 KV | TR71 12 | LOAD
32406713 | COMED | 101 ITAS | 138 KV | TR72 12 | LOAD
32406715 | COMED | 101 ITAS | 138 KV | TR73 12 | LOAD
1869177437 | COMED | 101 ITAS | 138 KV | TR76 34 | LOAD
2155501860 | COMED | 101 ITAS | 138 KV | TR77 34 | LOAD
2155501861 | COMED | 101 ITAS | 138 KV | TR78 34 | LOAD
1869177435 | COMED | 101 ITAS | 138 KV | TR79 34 | LOAD
32406729 | COMED | 102 PALA | 12 KV | FE0212 | LOAD
32406731 | COMED | 102 PALA | 12 KV | FE0213 | LOAD
32406717 | COMED | 102 PALA | 12 KV | FE0217 | LOAD
32406719 | COMED | 102 PALA | 12 KV | FE0219 | LOAD
32406721 | COMED | 102 PALA | 12 KV | FE0221 | LOAD
32406733 | COMED | 102 PALA | 12 KV | FE0223 | LOAD
32406735 | COMED | 102 PALA | 12 KV | FE0224 | LOAD
32406723 | COMED | 102 PALA | 12 KV | FE0226 | LOAD
32406725 | COMED | 102 PALA | 12 KV | FE023 | LOAD
32406727 | COMED | 102 PALA | 12 KV | FE025 | LOAD
32406737 | COMED | 102 PALA | 12 KV | FE028 | LOAD
32406739 | COMED | 102 PALA | 12 KV | FE029 | LOAD
32406741 | COMED | 102 PALA | 34.5 KV | L10231 | LOAD
32406743 | COMED | 102 PALA | 34.5 KV | L10232 | LOAD
32406745 | COMED | 102 PALA | 34.5 KV | L10233 | LOAD
32406747 | COMED | 102 PALA | 34.5 KV | L10234 | LOAD
32406749 | COMED | 103 LISL | 12 KV | FW0303 | LOAD
32406751 | COMED | 103 LISL | 12 KV | FW0314 | LOAD
32406753 | COMED | 103 LISL | 12 KV | FW0318 | LOAD
32406755 | COMED | 103 LISL | 12 KV | FW0321 | LOAD
32406757 | COMED | 103 LISL | 12 KV | FW0328 | LOAD
32406759 | COMED | 103 LISL | 12 KV | FW035 | LOAD
32406761 | COMED | 103 LISL | 12 KV | FW039 | LOAD
32406763 | COMED | 103 LISL | 34.5 KV | L10341 | LOAD
32406765 | COMED | 103 LISL | 34.5 KV | L10342 | LOAD
32406767 | COMED | 103 LISL | 34.5 KV | L10343 | LOAD
32406769 | COMED | 103 LISL | 34.5 KV | L10344 | LOAD
32406771 | COMED | 103 LISL | 34.5 KV | L10345 | LOAD
32406773 | COMED | 104 FORD | 138 KV | TR71 12 | LOAD
32406775 | COMED | 104 FORD | 138 KV | TR72 12 | LOAD
32406777 | COMED | 104 FORD | 138 KV | TR73 12 | LOAD
32406785 | COMED | 106 MONT | 138 KV | TR71 12 | LOAD
32406787 | COMED | 106 MONT | 138 KV | TR73 12 | LOAD
32406779 | COMED | 106 MONT | 34.5 KV | L10641 | LOAD
32406781 | COMED | 106 MONT | 34.5 KV | L10642 | LOAD
32406783 | COMED | 106 MONT | 34.5 KV | L10643 | LOAD
1248981392 | COMED | 107 DIXO | 34.5 KV | 10761 | LOAD
1305119269 | COMED | 107 DIXO | 34.5 KV | 10762 | LOAD
1248981389 | COMED | 107 DIXO | 34.5 KV | 10763 | LOAD
1248981391 | COMED | 107 DIXO | 34.5 KV | 10764 | LOAD
1248981390 | COMED | 107 DIXO | 34.5 KV | 10766 | LOAD
2041988723 | COMED | 107 DIXO | 34.5 KV | ADAMWF | GEN
2041988727 | COMED | 107 DIXO | 34.5 KV | EVEWF | GEN
2041988725 | COMED | 107 DIXO | 34.5 KV | SUBLETTE | GEN
78711739 | COMED | 109 APTA | 138 KV | TR71 12 | LOAD
32406793 | COMED | 109 APTA | 138 KV | TR72 12 | LOAD
32406795 | COMED | 109 APTA | 138 KV | TR73 12 | LOAD
32406797 | COMED | 109 APTA | 138 KV | TR74 12 | LOAD
32417529 | COMED | 11 FISK | 12 KV | FK31 | GEN
32417531 | COMED | 11 FISK | 12 KV | FK32 | GEN
32417533 | COMED | 11 FISK | 12 KV | FK33 | GEN
32417535 | COMED | 11 FISK | 12 KV | FK34 | GEN
32406801 | COMED | 11 FISK | 12 KV | TRBS1304 | LOAD
32406803 | COMED | 11 FISK | 12 KV | TRBS2304 | LOAD
32406805 | COMED | 11 FISK | 12 KV | TRBUST04 | LOAD
32406799 | COMED | 11 FISK | 4 KV | TRFAKE02 | LOAD
2156110141 | COMED | 110 DEVO | 138 KV | TR71 12 | LOAD
32406811 | COMED | 110 DEVO | 138 KV | TR72 12 | LOAD
32406813 | COMED | 110 DEVO | 138 KV | TR73 12 | LOAD
32406815 | COMED | 110 DEVO | 138 KV | TR74 12 | LOAD
53048705 | COMED | 111 ELEC | 138 KV | TR71 | LOAD
2156110809 | COMED | 111 ELEC | 138 KV | TR72_LD | LOAD
32406817 | COMED | 111 ELEC | 34.5 KV | L11140 | LOAD
32406819 | COMED | 111 ELEC | 34.5 KV | L11158 | LOAD
32406821 | COMED | 111 ELEC | 34.5 KV | L11161 | LOAD
32406823 | COMED | 111 ELEC | 34.5 KV | L11162 | LOAD
32406825 | COMED | 111 ELEC | 34.5 KV | L11163 | LOAD
32406827 | COMED | 111 ELEC | 34.5 KV | L11164 | LOAD
32406829 | COMED | 111 ELEC | 34.5 KV | L11167 | LOAD
2156115632 | COMED | 111 ELEC | 34.5 KV | L11170 | LOAD
2156115862 | COMED | 111 ELEC | 34.5 KV | L11171 | LOAD
2156116018 | COMED | 111 ELEC | 34.5 KV | L11173 | LOAD
33108559 | COMED | 112 WILTON | 765 KV |  | EHV
2156109308 | COMED | 113 WATE | 138 KV | TR78 LD | LOAD
32406831 | COMED | 113 WATE | 34.5 KV | L14630 | LOAD
32406833 | COMED | 113 WATE | 34.5 KV | L8362 | LOAD
1305119305 | COMED | 114 NORT | 138 KV | TR70 | LOAD
32406843 | COMED | 114 NORT | 138 KV | TR71 12 | LOAD
32406845 | COMED | 114 NORT | 138 KV | TR72 12 | LOAD
32406847 | COMED | 114 NORT | 138 KV | TR73 12 | LOAD
32406849 | COMED | 114 NORT | 138 KV | TR74 12 | LOAD
32406855 | COMED | 114 NORT | 138 KV | TR76X 12 | LOAD
32406857 | COMED | 114 NORT | 138 KV | TR76Y 12 | LOAD
32406859 | COMED | 114 NORT | 138 KV | TR77X 12 | LOAD
32406861 | COMED | 114 NORT | 138 KV | TR77Y 12 | LOAD
32406863 | COMED | 114 NORT | 138 KV | TR78X 12 | LOAD
32406865 | COMED | 114 NORT | 138 KV | TR78Y 12 | LOAD
32406867 | COMED | 114 NORT | 138 KV | TR79X 12 | LOAD
32406869 | COMED | 114 NORT | 138 KV | TR79Y 12 | LOAD
32406871 | COMED | 115 BEDF | 138 KV | TR76 34 | LOAD
32406873 | COMED | 115 BEDF | 138 KV | TR77 34 | LOAD
32406875 | COMED | 115 BEDF | 138 KV | TR79 34 | LOAD
1165480402 | COMED | 117 PROS | 138 KV | SVC100 | GEN
1165480401 | COMED | 117 PROS | 138 KV | SVC200 | GEN
32406877 | COMED | 117 PROS | 138 KV | TR71 12 | LOAD
32406879 | COMED | 117 PROS | 138 KV | TR72 12 | LOAD
32406881 | COMED | 117 PROS | 138 KV | TR73 12 | LOAD
32406883 | COMED | 118 WALL | 138 KV | TR71 12 | LOAD
32406885 | COMED | 118 WALL | 138 KV | TR72 12 | LOAD
32406887 | COMED | 118 WALL | 138 KV | TR73 12 | LOAD
32406897 | COMED | 12 DRESD | 138 KV | ATR12 04 | LOAD
32406899 | COMED | 12 DRESD | 138 KV | TR041 04 | LOAD
32406901 | COMED | 12 DRESD | 138 KV | TR10 34 | LOAD
32406893 | COMED | 12 DRESD | 18 KV | ATR21 04 | LOAD
32406895 | COMED | 12 DRESD | 18 KV | ATR31 04 | LOAD
32417545 | COMED | 12 DRESD | 18 KV | DR-2 | GEN
32417547 | COMED | 12 DRESD | 18 KV | DR-3 | GEN
32406903 | COMED | 12 DRESD | 345 KV | ATR32 04 | LOAD
32406889 | COMED | 12 DRESD | 4.2 KV | LTR22X | LOAD
32406891 | COMED | 12 DRESD | 4.2 KV | LTR22Y | LOAD
32406921 | COMED | 120 LOMB | 138 KV | TR72 12 | LOAD
32406923 | COMED | 120 LOMB | 138 KV | TR73 12 | LOAD
32406925 | COMED | 120 LOMB | 138 KV | TR74 12 | LOAD
32406905 | COMED | 120 LOMB | 34.5 KV | L12054 | LOAD
32406915 | COMED | 120 LOMB | 34.5 KV | L12063 | LOAD
32406907 | COMED | 120 LOMB | 34.5 KV | L12065 | LOAD
32406911 | COMED | 120 LOMB | 34.5 KV | L12066 | LOAD
32406909 | COMED | 120 LOMB | 34.5 KV | L12067 | LOAD
32406917 | COMED | 120 LOMB | 34.5 KV | L12068 | LOAD
32406913 | COMED | 120 LOMB | 34.5 KV | L12069 | LOAD
32406919 | COMED | 120 LOMB | 34.5 KV | TR51 12 | LOAD
32406941 | COMED | 121 FREE | 138 KV | TR71 12 | LOAD
32406943 | COMED | 121 FREE | 138 KV | TR72 12 | LOAD
32406929 | COMED | 121 FREE | 34.5 KV | L12137 | LOAD
32406931 | COMED | 121 FREE | 34.5 KV | L12139 | LOAD
32406933 | COMED | 121 FREE | 34.5 KV | L12163 | LOAD
32406927 | COMED | 121 FREE | 34.5 KV | L12164 | LOAD
32406935 | COMED | 121 FREE | 34.5 KV | L12165 | LOAD
32406937 | COMED | 121 FREE | 34.5 KV | TR51 04 | LOAD
32406939 | COMED | 121 FREE | 34.5 KV | TR52 04 | LOAD
32406955 | COMED | 122 BELV | 138 KV | TR71 12 | LOAD
32406957 | COMED | 122 BELV | 138 KV | TR72 12 | LOAD
2156112626 | COMED | 122 BELV | 34.5 KV | CHRVASP | GEN
32406945 | COMED | 122 BELV | 34.5 KV | L12261 | LOAD
32406947 | COMED | 122 BELV | 34.5 KV | L12262 | LOAD
32406949 | COMED | 122 BELV | 34.5 KV | L12263 | LOAD
32406951 | COMED | 122 BELV | 34.5 KV | L12264 | LOAD
32406953 | COMED | 122 BELV | 34.5 KV | L12265 | LOAD
32406959 | COMED | 123 MARE | 34.5 KV | L12367 | LOAD
32406961 | COMED | 123 MARE | 34.5 KV | L12368 | LOAD
32406963 | COMED | 123 MARE | 34.5 KV | L12371 | LOAD
32406965 | COMED | 123 MARE | 34.5 KV | L12372 | LOAD
32406967 | COMED | 123 MARE | 34.5 KV | L12373 | LOAD
32406969 | COMED | 123 MARE | 34.5 KV | L12374 | LOAD
2156113055 | COMED | 123 MARE | 34.5 KV | L12375 | LOAD
1439657311 | COMED | 123 MARE | 34.5 KV | MARENGBS | GEN
2156112744 | COMED | 123 MARE | 34.5 KV | MARENSP1 | GEN
2156112943 | COMED | 123 MARE | 34.5 KV | MARENSP2 | GEN
32406971 | COMED | 124 MARY | 34.5 KV | L12430 | LOAD
32406975 | COMED | 124 MARY | 34.5 KV | L12432 | LOAD
32406973 | COMED | 124 MARY | 34.5 KV | L124XX | LOAD
32406977 | COMED | 125 NORM | 138 KV | TR77 34 | LOAD
32406979 | COMED | 125 NORM | 138 KV | TR79 34 | LOAD
1084391159 | COMED | 126 STAT | 138 KV | NISALSP | GEN
1356150783 | COMED | 126 STAT | 138 KV | TR71 12 | LOAD
32406981 | COMED | 126 STAT | 138 KV | TR72 12 | LOAD
32406983 | COMED | 126 STAT | 138 KV | TR73 12 | LOAD
32406985 | COMED | 126 STAT | 138 KV | TR74 12 | LOAD
2156112640 | COMED | 126 STAT | 138 KV | TR75 12 | LOAD
32406987 | COMED | 127 MATT | 138 KV | TR72 12 | LOAD
32406989 | COMED | 127 MATT | 138 KV | TR73 12 | LOAD
32406991 | COMED | 127 MATT | 138 KV | TR74 12 | LOAD
2041952673 | COMED | 127 MATT | 138 KV | TR77 12 | LOAD
32406993 | COMED | 127 MATT | 138 KV | TR78 34 | LOAD
32406995 | COMED | 129 NILE | 138 KV | TR71 12 | LOAD
32406997 | COMED | 129 NILE | 138 KV | TR72 12 | LOAD
32406999 | COMED | 129 NILE | 138 KV | TR74 12 | LOAD
32407001 | COMED | 129 NILE | 138 KV | TR77 34 | LOAD
32407003 | COMED | 129 NILE | 138 KV | TR78 34 | LOAD
32407007 | COMED | 13 CRAWF | 138 KV | ATR57R04 | LOAD
32407009 | COMED | 13 CRAWF | 138 KV | ATR58R04 | LOAD
1292915521 | COMED | 13 CRAWF | 138 KV | SVC100 | GEN
1292915520 | COMED | 13 CRAWF | 138 KV | SVC200 | GEN
32407011 | COMED | 13 CRAWF | 138 KV | TR71 12 | LOAD
32407013 | COMED | 13 CRAWF | 138 KV | TR72 12 | LOAD
32407015 | COMED | 13 CRAWF | 138 KV | TR73 12 | LOAD
32407017 | COMED | 13 CRAWF | 138 KV | TR74 12 | LOAD
32407019 | COMED | 13 CRAWF | 138 KV | TR76 12 | LOAD
32407021 | COMED | 13 CRAWF | 138 KV | TR77 12 | LOAD
32407023 | COMED | 13 CRAWF | 138 KV | TR78 12 | LOAD
32407025 | COMED | 13 CRAWF | 138 KV | TR79 12 | LOAD
32407027 | COMED | 131 W CH | 12 KV | FW3112 | LOAD
32407029 | COMED | 131 W CH | 12 KV | FW3114 | LOAD
32407031 | COMED | 131 W CH | 12 KV | FW3117 | LOAD
32407033 | COMED | 131 W CH | 12 KV | FW3121 | LOAD
38367943 | COMED | 131 W CH | 34.5 KV | GENEV1-3 | GEN
38367945 | COMED | 131 W CH | 34.5 KV | GENEV4-5 | GEN
32407035 | COMED | 131 W CH | 34.5 KV | L11164 | LOAD
32407037 | COMED | 131 W CH | 34.5 KV | L11167 | LOAD
32407039 | COMED | 131 W CH | 34.5 KV | L13150 | LOAD
32407041 | COMED | 131 W CH | 34.5 KV | L13153 | LOAD
32407043 | COMED | 131 W CH | 34.5 KV | L13154 | LOAD
32407045 | COMED | 131 W CH | 34.5 KV | L13155 | LOAD
32407047 | COMED | 131 W CH | 34.5 KV | L13156 | LOAD
32407049 | COMED | 131 W CH | 34.5 KV | L13159 | LOAD
32407051 | COMED | 132 GARD | 138 KV | TR76 34 | LOAD
32407053 | COMED | 132 GARD | 138 KV | TR77 34 | LOAD
32407061 | COMED | 133 ROCK | 34.5 KV | L13347 | LOAD
32407057 | COMED | 133 ROCK | 34.5 KV | L13348 | LOAD
32407055 | COMED | 133 ROCK | 34.5 KV | L13349 | LOAD
32407059 | COMED | 133 ROCK | 34.5 KV | L13363 | LOAD
2156111611 | COMED | 133 ROCK | 34.5 KV | STERLBS | GEN
32407063 | COMED | 133 ROCK | 34.5 KV | TR51 12 | LOAD
53049043 | COMED | 134 LAGR | 138 KV | PROVISLF | GEN
32407065 | COMED | 134 LAGR | 138 KV | TR71 12 | LOAD
32407067 | COMED | 134 LAGR | 138 KV | TR72 12 | LOAD
32407069 | COMED | 134 LAGR | 138 KV | TR73 12 | LOAD
1552844292 | COMED | 135 ELMH | 138 KV | SVC_100 | GEN
1552844290 | COMED | 135 ELMH | 138 KV | SVC_200 | GEN
32407071 | COMED | 135 ELMH | 138 KV | TR72 12 | LOAD
32407073 | COMED | 135 ELMH | 138 KV | TR73 12 | LOAD
2156114541 | COMED | 135 ELMH | 138 KV | TR76_12 | LOAD
2156114697 | COMED | 135 ELMH | 138 KV | TR78_12 | LOAD
32407075 | COMED | 136 BURR | 138 KV | TR71 12 | LOAD
32407077 | COMED | 136 BURR | 138 KV | TR72 12 | LOAD
32407079 | COMED | 136 BURR | 138 KV | TR73 12 | LOAD
32407081 | COMED | 136 BURR | 138 KV | TR74 12 | LOAD
32407083 | COMED | 137 WASH | 138 KV | TR72-X12 | LOAD
32407085 | COMED | 137 WASH | 138 KV | TR72-Y12 | LOAD
32407087 | COMED | 137 WASH | 138 KV | TR74-X12 | LOAD
32407089 | COMED | 137 WASH | 138 KV | TR74-Y12 | LOAD
32407091 | COMED | 137 WASH | 138 KV | TR75-X12 | LOAD
32407093 | COMED | 137 WASH | 138 KV | TR75-Y12 | LOAD
1248981541 | COMED | 139 MEND | 34.5 KV | 13931 | LOAD
1305119420 | COMED | 139 MEND | 34.5 KV | 13934 LD | LOAD
1248981542 | COMED | 139 MEND | 34.5 KV | 13938 | LOAD
1084391168 | COMED | 139 MEND | 34.5 KV | WBROOKWF | GEN
32407097 | COMED | 140 FRAN | 138 KV | TR71 12 | LOAD
32407099 | COMED | 140 FRAN | 138 KV | TR72 12 | LOAD
32407101 | COMED | 145 YORK | 138 KV | TR71 12 | LOAD
32407103 | COMED | 145 YORK | 138 KV | TR72 12 | LOAD
32407105 | COMED | 145 YORK | 138 KV | TR73 12 | LOAD
32407107 | COMED | 145 YORK | 138 KV | TR74 12 | LOAD
32407109 | COMED | 145 YORK | 138 KV | TR75 12 | LOAD
32407111 | COMED | 145 YORK | 138 KV | TR76 12 | LOAD
32407113 | COMED | 146 SAND | 34.5 KV | L10643 | LOAD
33884121 | COMED | 146 SAND | 34.5 KV | L13934 | LOAD
32407115 | COMED | 146 SAND | 34.5 KV | L14630 | LOAD
32407117 | COMED | 146 SAND | 34.5 KV | L14651 | LOAD
93353417 | COMED | 149 WILM | 138 KV | TR71 12 | LOAD
2156114560 | COMED | 149 WILM | 138 KV | TR73_12 | LOAD
32407119 | COMED | 149 WILM | 138 KV | TR77 34 | LOAD
32407121 | COMED | 149 WILM | 138 KV | TR78 34 | LOAD
71856503 | COMED | 149 WILM | 138 KV | TR79 34 | LOAD
32407123 | COMED | 150 CALU | 138 KV | TR71-X12 | LOAD
32407125 | COMED | 150 CALU | 138 KV | TR71-Y12 | LOAD
32407127 | COMED | 150 CALU | 138 KV | TR72-X12 | LOAD
32407129 | COMED | 150 CALU | 138 KV | TR72-Y12 | LOAD
32407131 | COMED | 150 CALU | 138 KV | TR73-X12 | LOAD
32407133 | COMED | 150 CALU | 138 KV | TR73-Y12 | LOAD
32407135 | COMED | 150 CALU | 138 KV | TR74-X12 | LOAD
32407137 | COMED | 150 CALU | 138 KV | TR74-Y12 | LOAD
32407139 | COMED | 151 WOOD | 138 KV | TR71 12 | LOAD
32407141 | COMED | 151 WOOD | 138 KV | TR72 12 | LOAD
32407143 | COMED | 151 WOOD | 138 KV | TR73 12 | LOAD
32407145 | COMED | 152 BUSS | 138 KV | TR71 12 | LOAD
32407147 | COMED | 152 BUSS | 138 KV | TR72 12 | LOAD
32407149 | COMED | 152 BUSS | 138 KV | TR73 12 | LOAD
32407151 | COMED | 152 BUSS | 138 KV | TR74 12 | LOAD
57967523 | COMED | 152 BUSS | 138 KV | TR77 | LOAD
57967525 | COMED | 152 BUSS | 138 KV | TR78 | LOAD
32407153 | COMED | 154 LIBE | 138 KV | TR71 12 | LOAD
32407155 | COMED | 154 LIBE | 138 KV | TR72 12 | LOAD
32407157 | COMED | 154 LIBE | 138 KV | TR73 12 | LOAD
32407159 | COMED | 157 KANK | 138 KV | TR71 12 | LOAD
32407161 | COMED | 157 KANK | 138 KV | TR73 12 | LOAD
2156109758 | COMED | 16 WAUKE | 138 KV | MISOM2M0 | GEN
1123169433 | COMED | 16 WAUKE | 138 KV | TR1 | LOAD
1123169435 | COMED | 16 WAUKE | 138 KV | TR14 | LOAD
32407197 | COMED | 16 WAUKE | 138 KV | TR16 34 | LOAD
1123169436 | COMED | 16 WAUKE | 138 KV | TR17 | LOAD
1123169434 | COMED | 16 WAUKE | 138 KV | TR2 | LOAD
32407199 | COMED | 16 WAUKE | 138 KV | TR3 12 | LOAD
32407201 | COMED | 16 WAUKE | 138 KV | TR4 12 | LOAD
32417575 | COMED | 16 WAUKE | 138 KV | WA31 | GEN
32417577 | COMED | 16 WAUKE | 138 KV | WA32 | GEN
32407203 | COMED | 160 ALPI | 138 KV | TR71 12 | LOAD
32407205 | COMED | 160 ALPI | 138 KV | TR72 12 | LOAD
32407207 | COMED | 160 ALPI | 138 KV | TR73 12 | LOAD
32407211 | COMED | 162 PIER | 138 KV | TR71 12 | LOAD
32407213 | COMED | 162 PIER | 138 KV | TR73 12 | LOAD
32407209 | COMED | 162 PIER | 69 KV | TR61 12 | LOAD
32407215 | COMED | 163 ROSC | 138 KV | TR71 12 | LOAD
32407217 | COMED | 163 ROSC | 138 KV | TR72 12 | LOAD
32407219 | COMED | 163 ROSC | 138 KV | TR73 12 | LOAD
32407221 | COMED | 164 SAND | 138 KV | TR71 12 | LOAD
32407223 | COMED | 164 SAND | 138 KV | TR73 12 | LOAD
32407229 | COMED | 165 FORD | 138 KV | TR71 12 | LOAD
32407225 | COMED | 165 FORD | 69 KV | TR63 12 | LOAD
32407227 | COMED | 165 FORD | 69 KV | TR64 12 | LOAD
32407231 | COMED | 166 LEIT | 138 KV | TR71 12 | LOAD
32407233 | COMED | 166 LEIT | 138 KV | TR72 12 | LOAD
32407235 | COMED | 166 LEIT | 138 KV | TR73 12 | LOAD
32407237 | COMED | 166 LEIT | 138 KV | TR74 12 | LOAD
32407239 | COMED | 166 LEIT | 138 KV | TR77 34 | LOAD
33108561 | COMED | 167 PLANO | 765 KV |  | EHV
32407241 | COMED | 172 GOLF | 138 KV | TR71 12 | LOAD
32407243 | COMED | 172 GOLF | 138 KV | TR72 12 | LOAD
32407245 | COMED | 172 GOLF | 138 KV | TR73 12 | LOAD
32407247 | COMED | 172 GOLF | 138 KV | TR74 12 | LOAD
1338419310 | COMED | 174 UNIV | 138 KV | TR71 | LOAD
32407249 | COMED | 174 UNIV | 138 KV | TR72 12 | LOAD
32407251 | COMED | 174 UNIV | 138 KV | TR73 12 | LOAD
32407253 | COMED | 174 UNIV | 138 KV | TR74 12 | LOAD
1318132943 | COMED | 176 STIL | 34.5 KV | LOAD1 | LOAD
1318132942 | COMED | 176 STIL | 34.5 KV | LOAD2 | LOAD
1183221484 | COMED | 179 BLOO | 138 KV | LOAD | LOAD
1439642545 | COMED | 179 BLOO | 138 KV | TR71 LD | LOAD
2156109759 | COMED | 18 WILL | 20 KV | MISOM2M1 | GEN
32407275 | COMED | 18 WILL | 34.5 KV | L1861 | LOAD
32407277 | COMED | 18 WILL | 34.5 KV | L1862 | LOAD
32407279 | COMED | 18 WILL | 34.5 KV | L1863 | LOAD
32407281 | COMED | 18 WILL | 34.5 KV | L1864 | LOAD
32407283 | COMED | 18 WILL | 34.5 KV | L1865 | LOAD
32407285 | COMED | 18 WILL | 34.5 KV | TR71 04 | LOAD
32407287 | COMED | 18 WILL | 34.5 KV | TR72 04 | LOAD
32407289 | COMED | 18 WILL | 34.5 KV | TR73 04 | LOAD
32407291 | COMED | 18 WILL | 34.5 KV | TR74 04 | LOAD
32407293 | COMED | 18 WILL | 34.5 KV | TR75 04 | LOAD
32407295 | COMED | 18 WILL | 34.5 KV | TR76 04 | LOAD
1379255261 | COMED | 180 LENA | 138 KV | TR77 34 | LOAD
32407297 | COMED | 180 LENA | 138 KV | TR78 34 | LOAD
2156113890 | COMED | 182_MINO | 138 KV | TR76_34 | LOAD
2156109892 | COMED | 184 ELKG | 138 KV | MOBILELD | LOAD
2156109893 | COMED | 184 ELKG | 138 KV | TR76_12 | LOAD
2156109894 | COMED | 184 ELKG | 138 KV | TR79_12 | LOAD
1869177759 | COMED | 186 STEW | 138 KV | BTM | LOAD
2156111777 | COMED | 189_CREG | 138 KV | TRA | LOAD
2156111880 | COMED | 189_CREG | 138 KV | TRB | LOAD
2156111791 | COMED | 189_CREG | 138 KV | TRC | LOAD
32407309 | COMED | 193 MCHE | 138 KV | TR71 12 | LOAD
32407311 | COMED | 193 MCHE | 138 KV | TR72 12 | LOAD
32407313 | COMED | 193 MCHE | 138 KV | TR73 12 | LOAD
32407303 | COMED | 193 MCHE | 34.5 KV | L19342 | LOAD
32407301 | COMED | 193 MCHE | 34.5 KV | L19347 | LOAD
32407305 | COMED | 193 MCHE | 34.5 KV | L4268 | LOAD
32407307 | COMED | 193 MCHE | 34.5 KV | L7544 | LOAD
1268571915 | COMED | 193 MCHE | 34.5 KV | MCHNRYBS | GEN
32407315 | COMED | 194 SABR | 138 KV | TR71 12 | LOAD
32407317 | COMED | 194 SABR | 138 KV | TR73 12 | LOAD
93353997 | COMED | 196 KATY | 34.5 KV | TCROP2WF | GEN
76427787 | COMED | 196 KATY | 34.5 KV | TCROPWF | GEN
32407319 | COMED | 198 DESP | 138 KV | TR71 12 | LOAD
32407321 | COMED | 198 DESP | 138 KV | TR72 12 | LOAD
32407323 | COMED | 198 DESP | 138 KV | TR73 12 | LOAD
32407325 | COMED | 198 DESP | 138 KV | TR74 12 | LOAD
32407329 | COMED | 20 BRAID | 24 KV | AT141104 | LOAD
32407327 | COMED | 20 BRAID | 24 KV | AT141204 | LOAD
32407333 | COMED | 20 BRAID | 24 KV | AT241104 | LOAD
32407331 | COMED | 20 BRAID | 24 KV | AT241204 | LOAD
32417599 | COMED | 20 BRAID | 24 KV | BR-1 | GEN
32417601 | COMED | 20 BRAID | 24 KV | BR-2 | GEN
32407335 | COMED | 20 BRAID | 345 KV | AT142104 | LOAD
32407337 | COMED | 20 BRAID | 345 KV | AT242104 | LOAD
1183221521 | COMED | 20 BRAID | 345 KV | TR142-2 | LOAD
1183221522 | COMED | 20 BRAID | 345 KV | TR242-2 | LOAD
32407339 | COMED | 204 OLD | 138 KV | TR72 12 | LOAD
32407341 | COMED | 204 OLD | 138 KV | TR73 12 | LOAD
32407343 | COMED | 204 OLD | 138 KV | TR74 12 | LOAD
32407345 | COMED | 205 WHEE | 138 KV | TR71 12 | LOAD
32407347 | COMED | 205 WHEE | 138 KV | TR72 12 | LOAD
32407349 | COMED | 206 ROLL | 138 KV | TR71 12 | LOAD
32407351 | COMED | 206 ROLL | 138 KV | TR72 12 | LOAD
32407353 | COMED | 206 ROLL | 138 KV | TR73 12 | LOAD
44460829 | COMED | 206 ROLL | 138 KV | TR74 12 | LOAD
32407355 | COMED | 207 TONN | 138 KV | TR71 12 | LOAD
32407357 | COMED | 207 TONN | 138 KV | TR72 12 | LOAD
32407359 | COMED | 207 TONN | 138 KV | TR73 12 | LOAD
32407361 | COMED | 207 TONN | 138 KV | TR74 12 | LOAD
32407363 | COMED | 207 TONN | 138 KV | TR77 34 | LOAD
32407365 | COMED | 207 TONN | 138 KV | TR78 34 | LOAD
1207063746 | COMED | 207 TONN | 138 KV | TR79 12 | LOAD
32407367 | COMED | 21 KINCA | 20 KV | ATR14104 | LOAD
32407369 | COMED | 21 KINCA | 20 KV | ATR14204 | LOAD
32407371 | COMED | 21 KINCA | 20 KV | ATR24104 | LOAD
32407373 | COMED | 21 KINCA | 20 KV | ATR24204 | LOAD
32417603 | COMED | 21 KINCA | 20 KV | KN-1 | GEN
32417605 | COMED | 21 KINCA | 20 KV | KN-2 | GEN
32407375 | COMED | 21 KINCA | 345 KV | ATR14304 | LOAD
32407377 | COMED | 21 KINCA | 345 KV | ATR14404 | LOAD
32407379 | COMED | 21 KINCA | 345 KV | ATR24304 | LOAD
53049047 | COMED | 212 NORT | 138 KV | LGRF | GEN
32407383 | COMED | 212 NORT | 138 KV | TR71 12 | LOAD
32407385 | COMED | 212 NORT | 138 KV | TR72 12 | LOAD
32407387 | COMED | 212 NORT | 138 KV | TR73 12 | LOAD
32407389 | COMED | 212 NORT | 138 KV | TR74 12 | LOAD
32407391 | COMED | 213 DEER | 138 KV | TR71 12 | LOAD
32407393 | COMED | 213 DEER | 138 KV | TR72 12 | LOAD
32407395 | COMED | 213 DEER | 138 KV | TR73 12 | LOAD
32407397 | COMED | 213 DEER | 138 KV | TR74 12 | LOAD
32407399 | COMED | 214 HOFF | 138 KV | TR71 12 | LOAD
32407401 | COMED | 214 HOFF | 138 KV | TR72 12 | LOAD
32407403 | COMED | 214 HOFF | 138 KV | TR73 12 | LOAD
32407405 | COMED | 214 HOFF | 138 KV | TR74 12 | LOAD
32407407 | COMED | 215 HOWA | 138 KV | TR71 12 | LOAD
32407409 | COMED | 215 HOWA | 138 KV | TR72 12 | LOAD
53049049 | COMED | 216 MOUN | 138 KV | MAINELF | GEN
32407411 | COMED | 216 MOUN | 138 KV | TR71 12 | LOAD
32407413 | COMED | 216 MOUN | 138 KV | TR72 12 | LOAD
32407415 | COMED | 217 PROS | 138 KV | TR71 12 | LOAD
32407417 | COMED | 217 PROS | 138 KV | TR72 12 | LOAD
32407427 | COMED | 220 S SC | 138 KV | TR71 12 | LOAD
32407429 | COMED | 220 S SC | 138 KV | TR72 12 | LOAD
32407431 | COMED | 220 S SC | 138 KV | TR73 12 | LOAD
32407433 | COMED | 221 N HU | 138 KV | TR71 12 | LOAD
32407435 | COMED | 221 N HU | 138 KV | TR73 12 | LOAD
53048711 | COMED | 222 BLUF | 138 KV | TR71 12 | LOAD
45565831 | COMED | 222 BLUF | 138 KV | TR72 12 | LOAD
32407437 | COMED | 225 LAND | 138 KV | TR71 12 | LOAD
32407439 | COMED | 225 LAND | 138 KV | TR72 12 | LOAD
32407441 | COMED | 228 WILS | 138 KV | TR71 12 | LOAD
2156109551 | COMED | 228 WILS | 138 KV | TR72 12 | LOAD
32407443 | COMED | 228 WILS | 138 KV | TR73 12 | LOAD
33108563 | COMED | 23 COLLINS | 765 KV |  | EHV
32407473 | COMED | 230 ANTI | 138 KV | TR72 12 | LOAD
32407475 | COMED | 230 ANTI | 138 KV | TR73 12 | LOAD
32407477 | COMED | 233 BARR | 138 KV | TR71 12 | LOAD
32407479 | COMED | 233 BARR | 138 KV | TR72 12 | LOAD
32407481 | COMED | 233 BARR | 138 KV | TR73 12 | LOAD
32407483 | COMED | 233 BARR | 138 KV | TR74 12 | LOAD
32407485 | COMED | 234 LAKE | 138 KV | TR71 12 | LOAD
32407487 | COMED | 234 LAKE | 138 KV | TR72 12 | LOAD
32407489 | COMED | 234 LAKE | 138 KV | TR73 12 | LOAD
32407491 | COMED | 234 LAKE | 138 KV | TR74 12 | LOAD
32407493 | COMED | 235 POPL | 138 KV | TR71 12 | LOAD
32407495 | COMED | 235 POPL | 138 KV | TR73 12 | LOAD
32407497 | COMED | 237 BUFF | 138 KV | TR71 12 | LOAD
32407499 | COMED | 237 BUFF | 138 KV | TR72 12 | LOAD
32407501 | COMED | 240 CARY | 138 KV | TR71 12 | LOAD
32407503 | COMED | 240 CARY | 138 KV | TR72 12 | LOAD
32407505 | COMED | 248 LK Z | 138 KV | TR71 12 | LOAD
32407507 | COMED | 248 LK Z | 138 KV | TR72 12 | LOAD
32407509 | COMED | 248 LK Z | 138 KV | TR73 12 | LOAD
32407511 | COMED | 250 BARR | 138 KV | TR72 12 | LOAD
55578539 | COMED | 251 ROUN | 12.5 KV | LOADBUS2 | LOAD
55578541 | COMED | 251 ROUN | 12.5 KV | LOADBUS4 | LOAD
55578543 | COMED | 251 ROUN | 12.5 KV | LOADBUS5 | LOAD
32407513 | COMED | 253 SCHA | 138 KV | TR71 12 | LOAD
32407515 | COMED | 253 SCHA | 138 KV | TR72 12 | LOAD
32407517 | COMED | 253 SCHA | 138 KV | TR73 12 | LOAD
32407519 | COMED | 253 SCHA | 138 KV | TR74 12 | LOAD
32407521 | COMED | 258 ELMW | 138 KV | TR71 12 | LOAD
32407523 | COMED | 258 ELMW | 138 KV | TR73 12 | LOAD
32407525 | COMED | 259 ALGO | 138 KV | TR71 12 | LOAD
32407527 | COMED | 259 ALGO | 138 KV | TR73 12 | LOAD
48933975 | COMED | 259 ALGO | 138 KV | TR74 12 | LOAD
32407529 | COMED | 260 DUND | 138 KV | TR71 12 | LOAD
32407531 | COMED | 260 DUND | 138 KV | TR72 12 | LOAD
2155501866 | COMED | 268 ARLI | 12 KV | E6810 | LOAD
2155501864 | COMED | 268 ARLI | 12 KV | E6814 | LOAD
2155501863 | COMED | 268 ARLI | 12 KV | E6815 | LOAD
2155501862 | COMED | 268 ARLI | 12 KV | E682 | LOAD
2155501865 | COMED | 268 ARLI | 12 KV | E6821 | LOAD
2155501867 | COMED | 268 ARLI | 12 KV | E686 | LOAD
2156112871 | COMED | 282 ZION | 138 KV | TR71 12 | LOAD
32407541 | COMED | 282 ZION | 138 KV | TR72 12 | LOAD
32407543 | COMED | 282 ZION | 138 KV | TR73 12 | LOAD
53049051 | COMED | 282 ZION | 138 KV | ZPSLF | GEN
32407557 | COMED | 294 GURN | 138 KV | TR71 12 | LOAD
32407559 | COMED | 294 GURN | 138 KV | TR72 12 | LOAD
32407561 | COMED | 294 GURN | 138 KV | TR73 12 | LOAD
32407571 | COMED | 3 POWERT | 138 KV | TR042 04 | LOAD
32407563 | COMED | 3 POWERT | 24 KV | ATR54104 | LOAD
32407565 | COMED | 3 POWERT | 24 KV | ATR54204 | LOAD
32407567 | COMED | 3 POWERT | 24 KV | ATR64104 | LOAD
32407569 | COMED | 3 POWERT | 24 KV | ATR64204 | LOAD
2156109760 | COMED | 3 POWERT | 24 KV | MISOM2M2 | GEN
32417625 | COMED | 3 POWERT | 24 KV | PO-5 | GEN
32417627 | COMED | 3 POWERT | 24 KV | PO-6 | GEN
32407573 | COMED | 3 POWERT | 345 KV | ATR54304 | LOAD
32407575 | COMED | 3 POWERT | 345 KV | ATR64304 | LOAD
32407577 | COMED | 30 COLUM | 69 KV | TR1 12 | LOAD
32407579 | COMED | 30 COLUM | 69 KV | TR2 12 | LOAD
32407581 | COMED | 30 COLUM | 69 KV | TR3 12 | LOAD
32407583 | COMED | 30 COLUM | 69 KV | TR65 12 | LOAD
32407585 | COMED | 30 COLUM | 69 KV | TR66 12 | LOAD
32407587 | COMED | 30 COLUM | 69 KV | TR67 12 | LOAD
32407589 | COMED | 31 GALEW | 138 KV | TR1 12 | LOAD
32407591 | COMED | 31 GALEW | 138 KV | TR2 12 | LOAD
32407593 | COMED | 31 GALEW | 138 KV | TR3 12 | LOAD
32407595 | COMED | 31 GALEW | 138 KV | TR4 12 | LOAD
32407597 | COMED | 317 DIXO | 138 KV | TR71 12 | LOAD
32407599 | COMED | 317 DIXO | 138 KV | TR73 12 | LOAD
32407601 | COMED | 32 HANSO | 138 KV | TR1 12 | LOAD
32407603 | COMED | 32 HANSO | 138 KV | TR2 12 | LOAD
32407605 | COMED | 32 HANSO | 138 KV | TR3 12 | LOAD
32407607 | COMED | 32 HANSO | 138 KV | TR4 12 | LOAD
32407609 | COMED | 33 HAYFO | 138 KV | TR71 12 | LOAD
32407611 | COMED | 33 HAYFO | 138 KV | TR72 12 | LOAD
32407613 | COMED | 33 HAYFO | 138 KV | TR73 12 | LOAD
32407615 | COMED | 33 HAYFO | 138 KV | TR74 12 | LOAD
32407617 | COMED | 34 KINGS | 138 KV | TR71 12 | LOAD
32407619 | COMED | 34 KINGS | 138 KV | TR72 12 | LOAD
32407621 | COMED | 34 KINGS | 138 KV | TR73 12 | LOAD
32407623 | COMED | 34 KINGS | 138 KV | TR74 12 | LOAD
36181241 | COMED | 36 MADIS | 138 KV | TR71 12 | LOAD
36181243 | COMED | 36 MADIS | 138 KV | TR72 12 | LOAD
36181245 | COMED | 36 MADIS | 138 KV | TR73 12 | LOAD
36181247 | COMED | 36 MADIS | 138 KV | TR74 12 | LOAD
2156108943 | COMED | 36 MADIS | 138 KV | TR75 12 | LOAD
32407633 | COMED | 37 NATOM | 138 KV | TR71 12 | LOAD
32407635 | COMED | 37 NATOM | 138 KV | TR72 12 | LOAD
32407637 | COMED | 370 ELER | 138 KV | TR71 12 | LOAD
32407639 | COMED | 370 ELER | 138 KV | TR73 12 | LOAD
32407641 | COMED | 372 STER | 138 KV | TR71 12 | LOAD
32407643 | COMED | 372 STER | 138 KV | TR73 12 | LOAD
32407645 | COMED | 375 W DE | 138 KV | TR71 12 | LOAD
32407647 | COMED | 375 W DE | 138 KV | TR73 12 | LOAD
32407649 | COMED | 38 HUMBO | 138 KV | TR71 12 | LOAD
32407651 | COMED | 38 HUMBO | 138 KV | TR72 12 | LOAD
32407653 | COMED | 38 HUMBO | 138 KV | TR73 12 | LOAD
32407655 | COMED | 38 HUMBO | 138 KV | TR74 12 | LOAD
32407657 | COMED | 380 CHAR | 138 KV | TR71 12 | LOAD
32407659 | COMED | 380 CHAR | 138 KV | TR74 12 | LOAD
32407661 | COMED | 384 HARR | 69 KV | TR71 12 | LOAD
32407663 | COMED | 384 HARR | 69 KV | TR72 12 | LOAD
32407665 | COMED | 385 15TH | 69 KV | TR61 12 | LOAD
32407667 | COMED | 386 PECA | 138 KV | TR71 12 | LOAD
32407669 | COMED | 387 BLAC | 138 KV | TR71 12 | LOAD
32407671 | COMED | 387 BLAC | 138 KV | TR73 12 | LOAD
32407673 | COMED | 388 HARL | 138 KV | TR71 12 | LOAD
32407675 | COMED | 388 HARL | 138 KV | TR72 12 | LOAD
32407677 | COMED | 389 E RO | 138 KV | TR72 12 | LOAD
32407679 | COMED | 389 E RO | 138 KV | TR73 12 | LOAD
32407681 | COMED | 39 PORTA | 138 KV | TR71 12 | LOAD
32407683 | COMED | 39 PORTA | 138 KV | TR72 12 | LOAD
32407685 | COMED | 39 PORTA | 138 KV | TR73 12 | LOAD
32407687 | COMED | 39 PORTA | 138 KV | TR74 12 | LOAD
32407689 | COMED | 39 PORTA | 138 KV | TR75 12 | LOAD
32407691 | COMED | 39 PORTA | 138 KV | TR76 12 | LOAD
32407693 | COMED | 39 PORTA | 138 KV | TR77 12 | LOAD
2156113371 | COMED | 39 PORTA | 138 KV | TR78 12 | LOAD
32407695 | COMED | 390 SO P | 138 KV | TR71 12 | LOAD
67719543 | COMED | 391 ARGY | 138 KV | TR71 | LOAD
1132283617 | COMED | 391 ARGY | 138 KV | TR72 | LOAD
1132283618 | COMED | 391 ARGY | 138 KV | TR73 | LOAD
1132283619 | COMED | 391 ARGY | 138 KV | TR74 | LOAD
32407697 | COMED | 4 QUAD C | 13.5 KV | LATR81 | LOAD
32407699 | COMED | 4 QUAD C | 13.5 KV | LATR82 | LOAD
32407701 | COMED | 4 QUAD C | 18 KV | ATR11 04 | LOAD
32407703 | COMED | 4 QUAD C | 18 KV | ATR21 04 | LOAD
32417631 | COMED | 4 QUAD C | 18 KV | QC-1 | GEN
32417629 | COMED | 4 QUAD C | 18 KV | QC-2 | GEN
32407705 | COMED | 4 QUAD C | 345 KV | ATR12 04 | LOAD
32407707 | COMED | 4 QUAD C | 345 KV | ATR22 04 | LOAD
32407709 | COMED | 40 DIVER | 138 KV | TR71 12 | LOAD
32407711 | COMED | 40 DIVER | 138 KV | TR72 12 | LOAD
32407713 | COMED | 40 DIVER | 138 KV | TR73 12 | LOAD
32407715 | COMED | 40 DIVER | 138 KV | TR74 12 | LOAD
32407717 | COMED | 406 NEW | 138 KV | TR71 12 | LOAD
32407719 | COMED | 406 NEW | 138 KV | TR73 12 | LOAD
93353421 | COMED | 406 NEW | 138 KV | TR74 12 | LOAD
1379255470 | COMED | 409 JOLI | 34.5 KV | TR76LD | LOAD
1379255471 | COMED | 409 JOLI | 34.5 KV | TR77LD | LOAD
1379255472 | COMED | 409 JOLI | 34.5 KV | TR78LD | LOAD
32407721 | COMED | 41 ROSEL | 69 KV | TR61 12 | LOAD
32407723 | COMED | 41 ROSEL | 69 KV | TR62 12 | LOAD
32407725 | COMED | 41 ROSEL | 69 KV | TR63 12 | LOAD
2156111332 | COMED | 411 ROME | 138 KV | MAGID_BS | GEN
32407727 | COMED | 411 ROME | 138 KV | TR71 12 | LOAD
32407729 | COMED | 411 ROME | 138 KV | TR72 12 | LOAD
32407731 | COMED | 414 ROBE | 138 KV | TR71 12 | LOAD
32407733 | COMED | 414 ROBE | 138 KV | TR72 12 | LOAD
32407735 | COMED | 416 BELL | 138 KV | TR71 12 | LOAD
32407737 | COMED | 416 BELL | 138 KV | TR72 12 | LOAD
32407739 | COMED | 416 BELL | 138 KV | TR73 12 | LOAD
53048713 | COMED | 416 BELL | 138 KV | TR74 | LOAD
32407741 | COMED | 419 TINL | 138 KV | TR71 12 | LOAD
32407743 | COMED | 419 TINL | 138 KV | TR72 12 | LOAD
32407745 | COMED | 419 TINL | 138 KV | TR73 12 | LOAD
32407747 | COMED | 419 TINL | 138 KV | TR74 12 | LOAD
32407759 | COMED | 42 ROUND | 138 KV | TR71 12 | LOAD
32407761 | COMED | 42 ROUND | 138 KV | TR72 12 | LOAD
32407749 | COMED | 42 ROUND | 34.5 KV | L4262 | LOAD
32407751 | COMED | 42 ROUND | 34.5 KV | L4268 | LOAD
32407755 | COMED | 42 ROUND | 34.5 KV | L4280 | LOAD
32407757 | COMED | 42 ROUND | 34.5 KV | L4281 | LOAD
32407753 | COMED | 42 ROUND | 34.5 KV | L4283 | LOAD
2156114160 | COMED | 42 ROUND | 34.5 KV | L4285 | LOAD
93353423 | COMED | 43 WILDW | 12.5 KV | LOAD | LOAD
1248981874 | COMED | 43 WILDW | 12.5 KV | TR74 | LOAD
93354001 | COMED | 43 WILDW | 12.5 KV | WPUL1SP | GEN
93354003 | COMED | 43 WILDW | 12.5 KV | WPUL2SP | GEN
32407767 | COMED | 431 SHOR | 138 KV | TR71 12 | LOAD
112585989 | COMED | 431 SHOR | 138 KV | TR72 12 | LOAD
32407769 | COMED | 431 SHOR | 138 KV | TR73 12 | LOAD
44460831 | COMED | 431 SHOR | 138 KV | TR74 12 | LOAD
41935421 | COMED | 433 CHAN | 138 KV | TR71 12 | LOAD
1368999588 | COMED | 433 CHAN | 138 KV | TR76 34 | LOAD
32407771 | COMED | 435 CC H | 138 KV | TR71 12 | LOAD
32407773 | COMED | 435 CC H | 138 KV | TR72 12 | LOAD
32407775 | COMED | 435 CC H | 138 KV | TR73 12 | LOAD
32407777 | COMED | 436 HILL | 138 KV | TR71 12 | LOAD
32407779 | COMED | 436 HILL | 138 KV | TR72 12 | LOAD
32407781 | COMED | 436 HILL | 138 KV | TR73 12 | LOAD
32407783 | COMED | 436 HILL | 138 KV | TR74 12 | LOAD
32407785 | COMED | 439 ROCK | 138 KV | TR71 12 | LOAD
32407787 | COMED | 439 ROCK | 138 KV | TR72 12 | LOAD
32407797 | COMED | 440 PALO | 138 KV | TR71 12 | LOAD
32407799 | COMED | 440 PALO | 138 KV | TR72 12 | LOAD
32407801 | COMED | 443 HARV | 138 KV | TR71 12 | LOAD
32407803 | COMED | 443 HARV | 138 KV | TR73 12 | LOAD
45565833 | COMED | 444 MINO | 138 KV | TR71 12 | LOAD
45565835 | COMED | 444 MINO | 138 KV | TR72 12 | LOAD
32407805 | COMED | 446 LANS | 138 KV | TR71 12 | LOAD
32407807 | COMED | 446 LANS | 138 KV | TR72 12 | LOAD
32407809 | COMED | 447 SANR | 138 KV | TR71 12 | LOAD
32407811 | COMED | 447 SANR | 138 KV | TR72 12 | LOAD
32407813 | COMED | 45 JEFFE | 138 KV | TR71 12 | LOAD
32407815 | COMED | 45 JEFFE | 138 KV | TR72 12 | LOAD
32407817 | COMED | 45 JEFFE | 138 KV | TR73 12 | LOAD
32407819 | COMED | 45 JEFFE | 138 KV | TR74 12 | LOAD
2156111890 | COMED | 45 JEFFE | 138 KV | TR75_12 | LOAD
32407821 | COMED | 451 MOKE | 138 KV | TR71 12 | LOAD
32407823 | COMED | 451 MOKE | 138 KV | TR72 12 | LOAD
32407825 | COMED | 451 MOKE | 138 KV | TR73 12 | LOAD
32407827 | COMED | 451 MOKE | 138 KV | TR74 12 | LOAD
32407829 | COMED | 452 GLEN | 138 KV | TR71 12 | LOAD
32407831 | COMED | 452 GLEN | 138 KV | TR72 12 | LOAD
32407833 | COMED | 452 GLEN | 138 KV | TR73 12 | LOAD
32407835 | COMED | 452 GLEN | 138 KV | TR74 12 | LOAD
32407837 | COMED | 453 WOOD | 138 KV | TR71 12 | LOAD
2156111838 | COMED | 453 WOOD | 138 KV | TR72_12 | LOAD
32407839 | COMED | 453 WOOD | 138 KV | TR73 12 | LOAD
32407841 | COMED | 454 PLAI | 138 KV | TR71 12 | LOAD
48933977 | COMED | 454 PLAI | 138 KV | TR72 12 | LOAD
32407843 | COMED | 454 PLAI | 138 KV | TR73 12 | LOAD
32407845 | COMED | 456 JOL | 138 KV | TR71 12 | LOAD
32407847 | COMED | 456 JOL | 138 KV | TR72 12 | LOAD
32407849 | COMED | 457 PK F | 138 KV | TR71 12 | LOAD
32407851 | COMED | 457 PK F | 138 KV | TR72 12 | LOAD
32407853 | COMED | 458 GREE | 138 KV | TR71 12 | LOAD
32407855 | COMED | 458 GREE | 138 KV | TR72 12 | LOAD
32407857 | COMED | 46 DESPL | 138 KV | TR72 12 | LOAD
32407859 | COMED | 46 DESPL | 138 KV | TR73 12 | LOAD
32407861 | COMED | 46 DESPL | 138 KV | TR74 12 | LOAD
32407863 | COMED | 46 DESPL | 138 KV | TR77 34 | LOAD
32407865 | COMED | 46 DESPL | 138 KV | TR78 34 | LOAD
32407867 | COMED | 461 CRES | 138 KV | TR71 12 | LOAD
32407869 | COMED | 461 CRES | 138 KV | TR72 12 | LOAD
32407871 | COMED | 461 CRES | 138 KV | TR73 12 | LOAD
32407873 | COMED | 461 CRES | 138 KV | TR74 12 | LOAD
32407875 | COMED | 465 S HO | 138 KV | TR71 12 | LOAD
32407877 | COMED | 465 S HO | 138 KV | TR72 12 | LOAD
32407879 | COMED | 465 S HO | 138 KV | TR73 12 | LOAD
32407881 | COMED | 469 EVRG | 138 KV | TR71 12 | LOAD
32407883 | COMED | 469 EVRG | 138 KV | TR73 12 | LOAD
2156114293 | COMED | 469 EVRG | 138 KV | TR74_12 | LOAD
32407885 | COMED | 47 EVANS | 138 KV | TR71 12 | LOAD
32407887 | COMED | 47 EVANS | 138 KV | TR72 12 | LOAD
32407889 | COMED | 47 EVANS | 138 KV | TR73 12 | LOAD
32407891 | COMED | 47 EVANS | 138 KV | TR74 12 | LOAD
32407893 | COMED | 47 EVANS | 138 KV | TR77 34 | LOAD
32407895 | COMED | 47 EVANS | 138 KV | TR78 34 | LOAD
32407897 | COMED | 470 ORLA | 138 KV | TR71 12 | LOAD
32407899 | COMED | 470 ORLA | 138 KV | TR72 12 | LOAD
32407901 | COMED | 474 BRIG | 138 KV | TR71 12 | LOAD
32407903 | COMED | 474 BRIG | 138 KV | TR72 12 | LOAD
32407905 | COMED | 48 HIGHL | 12 KV | FC481 | LOAD
32407907 | COMED | 48 HIGHL | 12 KV | FC482 | LOAD
32407909 | COMED | 48 HIGHL | 12 KV | FC484 | LOAD
32407911 | COMED | 48 HIGHL | 12 KV | FC485 | LOAD
32407913 | COMED | 48 HIGHL | 12 KV | FC486 | LOAD
32407915 | COMED | 48 HIGHL | 12 KV | FC487 | LOAD
32407917 | COMED | 48 HIGHL | 12 KV | FC489 | LOAD
32407919 | COMED | 48 HIGHL | 34.5 KV | L4834 1 | LOAD
32407921 | COMED | 48 HIGHL | 34.5 KV | L4863 1 | LOAD
32407923 | COMED | 48 HIGHL | 34.5 KV | L4866 1 | LOAD
32407925 | COMED | 48 HIGHL | 34.5 KV | L4867 1 | LOAD
32407927 | COMED | 48 HIGHL | 34.5 KV | L4881 1 | LOAD
1165470552 | COMED | 480 VET | 138 KV | TR71 | LOAD
1379256040 | COMED | 480 VET | 138 KV | TR72 | LOAD
32407929 | COMED | 487 ARCH | 138 KV | TR71 12 | LOAD
32407931 | COMED | 487 ARCH | 138 KV | TR72 12 | LOAD
32407933 | COMED | 49 PLYMO | 69 KV | TR1 12 | LOAD
32407935 | COMED | 49 PLYMO | 69 KV | TR2 12 | LOAD
32407937 | COMED | 49 PLYMO | 69 KV | TR3 12 | LOAD
32407939 | COMED | 49 PLYMO | 69 KV | TR4 12 | LOAD
34884487 | COMED | 499 WEBE | 138 KV | TR71 12 | LOAD
34884489 | COMED | 499 WEBE | 138 KV | TR72 12 | LOAD
32407941 | COMED | 505 OAK | 138 KV | TR71 12 | LOAD
32407943 | COMED | 505 OAK | 138 KV | TR72 12 | LOAD
32407945 | COMED | 505 OAK | 138 KV | TR73 12 | LOAD
32407947 | COMED | 51 MC CO | 138 KV | TR72 12 | LOAD
32407949 | COMED | 51 MC CO | 138 KV | TR73 12 | LOAD
2156109309 | COMED | 51 MC CO | 138 KV | TR74 34 | LOAD
32407951 | COMED | 51 MC CO | 138 KV | TR76 34 | LOAD
2156110446 | COMED | 51 MC CO | 138 KV | TR77 34 | LOAD
32407953 | COMED | 51 MC CO | 138 KV | TR78 34 | LOAD
32407955 | COMED | 51 MC CO | 138 KV | TR79 34 | LOAD
76427719 | COMED | 510 WEST | 138 KV | TR71 | LOAD
76427721 | COMED | 510 WEST | 138 KV | TR72 | LOAD
32407957 | COMED | 517 SAYR | 138 KV | TR72 12 | LOAD
32407959 | COMED | 517 SAYR | 138 KV | TR73 12 | LOAD
32407961 | COMED | 52 HAWTH | 69 KV | TR61 12 | LOAD
32407963 | COMED | 52 HAWTH | 69 KV | TR62 12 | LOAD
32407965 | COMED | 52 HAWTH | 69 KV | TR63 12 | LOAD
67719545 | COMED | 521 BRIS | 138 KV | TR71 | LOAD
67719547 | COMED | 521 BRIS | 138 KV | TR72 | LOAD
1356151741 | COMED | 525 NORM | 138 KV | TR71 | LOAD
1356151742 | COMED | 525 NORM | 138 KV | TR72 | LOAD
55578545 | COMED | 527PLANO | 138 KV | TR76 | LOAD
32407967 | COMED | 531 BRID | 138 KV | TR71 12 | LOAD
32407969 | COMED | 531 BRID | 138 KV | TR72 12 | LOAD
32407971 | COMED | 539 WVIL | 138 KV | TR71 12 | LOAD
32407973 | COMED | 539 WVIL | 138 KV | TR73 12 | LOAD
78711741 | COMED | 539 WVIL | 138 KV | TR74 12 | LOAD
32407975 | COMED | 54 CLYBO | 138 KV | TR71 12 | LOAD
32407977 | COMED | 54 CLYBO | 138 KV | TR72 12 | LOAD
32407979 | COMED | 54 CLYBO | 138 KV | TR73 12 | LOAD
32407981 | COMED | 54 CLYBO | 138 KV | TR74 12 | LOAD
1165480446 | COMED | 54 CLYBO | 138 KV | WESTAVBS | GEN
32407983 | COMED | 549 BERK | 138 KV | TR71 12 | LOAD
32407985 | COMED | 549 BERK | 138 KV | TR73 12 | LOAD
53049053 | COMED | 55 HEGEW | 138 KV | CIDGRF | GEN
32407987 | COMED | 55 HEGEW | 138 KV | TR71 12 | LOAD
32407989 | COMED | 55 HEGEW | 138 KV | TR72 12 | LOAD
32407991 | COMED | 55 HEGEW | 138 KV | TR75 12 | LOAD
32407993 | COMED | 55 HEGEW | 138 KV | TR76 12 | LOAD
32407995 | COMED | 550 CLEA | 138 KV | TR71 12 | LOAD
32407997 | COMED | 550 CLEA | 138 KV | TR72 12 | LOAD
32407999 | COMED | 550 CLEA | 138 KV | TR73 12 | LOAD
32408001 | COMED | 552 ADDI | 138 KV | TR71 12 | LOAD
32408003 | COMED | 552 ADDI | 138 KV | TR72 12 | LOAD
32408005 | COMED | 555 GLEN | 138 KV | TR71 12 | LOAD
32408007 | COMED | 555 GLEN | 138 KV | TR72 12 | LOAD
32408009 | COMED | 556 BERW | 69 KV | TR61 12 | LOAD
32408011 | COMED | 556 BERW | 69 KV | TR63 12 | LOAD
32408013 | COMED | 557 BUTT | 138 KV | TR71 12 | LOAD
32408015 | COMED | 557 BUTT | 138 KV | TR72 12 | LOAD
53049055 | COMED | 559 WOOD | 138 KV | GVGRF | GEN
32408017 | COMED | 559 WOOD | 138 KV | TR71 12 | LOAD
32408019 | COMED | 559 WOOD | 138 KV | TR72 12 | LOAD
32408037 | COMED | 56 NO AU | 138 KV | TR71 12 | LOAD
32408039 | COMED | 56 NO AU | 138 KV | TR72 12 | LOAD
32408041 | COMED | 56 NO AU | 138 KV | TR73 12 | LOAD
32408043 | COMED | 56 NO AU | 138 KV | TR74 12 | LOAD
32408021 | COMED | 56 NO AU | 34.5 KV | L10641 | LOAD
32408023 | COMED | 56 NO AU | 34.5 KV | L10642 | LOAD
32408025 | COMED | 56 NO AU | 34.5 KV | L5631 | LOAD
32408027 | COMED | 56 NO AU | 34.5 KV | L5633 | LOAD
32408029 | COMED | 56 NO AU | 34.5 KV | L5635 | LOAD
32408031 | COMED | 56 NO AU | 34.5 KV | L5637 | LOAD
32408033 | COMED | 56 NO AU | 34.5 KV | L5639 | LOAD
32408035 | COMED | 56 NO AU | 34.5 KV | L5640 | LOAD
57967663 | COMED | 56 NO AU | 34.5 KV | WESTAVLF | GEN
32408045 | COMED | 560 GRAC | 138 KV | TR71 12 | LOAD
32408047 | COMED | 560 GRAC | 138 KV | TR72 12 | LOAD
32408049 | COMED | 561 BOLN | 138 KV | TR71 12 | LOAD
32408051 | COMED | 561 BOLN | 138 KV | TR72 12 | LOAD
32408053 | COMED | 561 BOLN | 138 KV | TR73 12 | LOAD
32408055 | COMED | 561 BOLN | 138 KV | TR74 12 | LOAD
32408057 | COMED | 562 GLEN | 138 KV | TR71 12 | LOAD
32408059 | COMED | 562 GLEN | 138 KV | TR72 12 | LOAD
32408061 | COMED | 562 GLEN | 138 KV | TR73 12 | LOAD
32408063 | COMED | 562 GLEN | 138 KV | TR74 12 | LOAD
32408065 | COMED | 563 HANO | 138 KV | TR71 12 | LOAD
32408067 | COMED | 563 HANO | 138 KV | TR72 12 | LOAD
32408069 | COMED | 565 NORD | 138 KV | TR71 12 | LOAD
32408071 | COMED | 565 NORD | 138 KV | TR72 12 | LOAD
32408073 | COMED | 566 OAKB | 138 KV | TR71 12 | LOAD
32408075 | COMED | 566 OAKB | 138 KV | TR72 12 | LOAD
32408077 | COMED | 566 OAKB | 138 KV | TR73 12 | LOAD
32408079 | COMED | 566 OAKB | 138 KV | TR74 12 | LOAD
32408081 | COMED | 568 CHUR | 138 KV | TR71 12 | LOAD
32408083 | COMED | 568 CHUR | 138 KV | TR72 12 | LOAD
32408085 | COMED | 569 SUGA | 138 KV | TR72 12 | LOAD
32408087 | COMED | 569 SUGA | 138 KV | TR73 12 | LOAD
36181249 | COMED | 569 SUGA | 138 KV | TR77 34 | LOAD
32408089 | COMED | 57 FORES | 69 KV | TR1 12 | LOAD
32408091 | COMED | 57 FORES | 69 KV | TR2 12 | LOAD
32408093 | COMED | 57 FORES | 69 KV | TR3 12 | LOAD
32408095 | COMED | 570 ELGI | 138 KV | TR71 12 | LOAD
32408097 | COMED | 570 ELGI | 138 KV | TR72 12 | LOAD
32408099 | COMED | 570 ELGI | 138 KV | TR73 12 | LOAD
33884123 | COMED | 570 ELGI | 138 KV | TR74 12 | LOAD
93353427 | COMED | 572 GILB | 138 KV | TR71 12 | LOAD
32408101 | COMED | 572 GILB | 138 KV | TR72 12 | LOAD
32408103 | COMED | 572 GILB | 138 KV | TR73 12 | LOAD
32408105 | COMED | 574 BART | 138 KV | TR71 12 | LOAD
32408107 | COMED | 574 BART | 138 KV | TR72 12 | LOAD
32408109 | COMED | 574 BART | 138 KV | TR73 12 | LOAD
32408111 | COMED | 574 BART | 138 KV | TR74 12 | LOAD
32408119 | COMED | 577 S EL | 138 KV | TR71 12 | LOAD
32408121 | COMED | 577 S EL | 138 KV | TR73 12 | LOAD
32408113 | COMED | 577 S EL | 34.5 KV | L57736 | LOAD
32408115 | COMED | 577 S EL | 34.5 KV | L57737 | LOAD
32408117 | COMED | 577 S EL | 34.5 KV | L57739 | LOAD
53049057 | COMED | 577 S EL | 34.5 KV | WGRF | GEN
32408123 | COMED | 580 DOWN | 138 KV | TR71 12 | LOAD
32408125 | COMED | 580 DOWN | 138 KV | TR72 12 | LOAD
32408127 | COMED | 580 DOWN | 138 KV | TR73 12 | LOAD
32408129 | COMED | 580 DOWN | 138 KV | TR74 12 | LOAD
32408131 | COMED | 581 FRON | 138 KV | TR71 12 | LOAD
32408133 | COMED | 581 FRON | 138 KV | TR72 12 | LOAD
32408135 | COMED | 581 FRON | 138 KV | TR73 12 | LOAD
32408137 | COMED | 581 FRON | 138 KV | TR74 12 | LOAD
32408139 | COMED | 59 CICER | 69 KV | TR61 12 | LOAD
32408141 | COMED | 59 CICER | 69 KV | TR62 12 | LOAD
32408143 | COMED | 59 CICER | 69 KV | TR63 12 | LOAD
32408145 | COMED | 592 OSWE | 138 KV | TR71 12 | LOAD
32408147 | COMED | 592 OSWE | 138 KV | TR73 12 | LOAD
67719549 | COMED | 592 OSWE | 138 KV | TR74 12 | LOAD
32408149 | COMED | 593 WILL | 138 KV | TR72 12 | LOAD
32408151 | COMED | 593 WILL | 138 KV | TR73 12 | LOAD
32408153 | COMED | 595 PLSN | 138 KV | TR71 12 | LOAD
32408155 | COMED | 595 PLSN | 138 KV | TR72 12 | LOAD
32408157 | COMED | 595 PLSN | 138 KV | TR73 12 | LOAD
44460833 | COMED | 595 PLSN | 138 KV | TR74 12 | LOAD
32408161 | COMED | 6 BYRON | 25 KV | AT141104 | LOAD
32408159 | COMED | 6 BYRON | 25 KV | AT141204 | LOAD
32408165 | COMED | 6 BYRON | 25 KV | AT241104 | LOAD
32408163 | COMED | 6 BYRON | 25 KV | AT241204 | LOAD
32417633 | COMED | 6 BYRON | 25 KV | BY-1 | GEN
32417635 | COMED | 6 BYRON | 25 KV | BY-2 | GEN
32408169 | COMED | 6 BYRON | 345 KV | AT142104 | LOAD
2041954601 | COMED | 6 BYRON | 345 KV | AT1422 | LOAD
32408173 | COMED | 6 BYRON | 345 KV | AT242104 | LOAD
2041954619 | COMED | 6 BYRON | 345 KV | AT2422 | LOAD
32408175 | COMED | 60 ALSIP | 138 KV | TR71 12 | LOAD
32408177 | COMED | 60 ALSIP | 138 KV | TR72 12 | LOAD
32408179 | COMED | 60 ALSIP | 138 KV | TR73 12 | LOAD
32408181 | COMED | 60 ALSIP | 138 KV | TR74 12 | LOAD
32408183 | COMED | 60 ALSIP | 138 KV | TR76 34 | LOAD
32408185 | COMED | 60 ALSIP | 138 KV | TR77 34 | LOAD
32408195 | COMED | 61 STREA | 34.5 KV | L6160 | LOAD
32408187 | COMED | 61 STREA | 34.5 KV | L6161 | LOAD
32408189 | COMED | 61 STREA | 34.5 KV | L6162 | LOAD
32408193 | COMED | 61 STREA | 34.5 KV | L6165 | LOAD
32408191 | COMED | 61 STREA | 34.5 KV | L6167 | LOAD
32408197 | COMED | 61 STREA | 34.5 KV | L6191 | LOAD
44460863 | COMED | 61 STREA | 34.5 KV | LIVG-1 | GEN
32408199 | COMED | 63 SAWYE | 138 KV | TR71 12 | LOAD
32408201 | COMED | 63 SAWYE | 138 KV | TR72 12 | LOAD
32408203 | COMED | 63 SAWYE | 138 KV | TR73 12 | LOAD
32408205 | COMED | 63 SAWYE | 138 KV | TR74 12 | LOAD
32408229 | COMED | 64 BELLW | 138 KV | TR72 12 | LOAD
32408231 | COMED | 64 BELLW | 138 KV | TR73 12 | LOAD
32408233 | COMED | 64 BELLW | 138 KV | TR74 12 | LOAD
44460865 | COMED | 64 BELLW | 34.5 KV | HILL-1 | GEN
32408211 | COMED | 64 BELLW | 34.5 KV | L6430 | LOAD
32408207 | COMED | 64 BELLW | 34.5 KV | L6431 | LOAD
32408209 | COMED | 64 BELLW | 34.5 KV | L6432 | LOAD
2156114112 | COMED | 64 BELLW | 34.5 KV | L6433 | LOAD
2156114115 | COMED | 64 BELLW | 34.5 KV | L6434 | LOAD
2156114091 | COMED | 64 BELLW | 34.5 KV | L6435 | LOAD
32408225 | COMED | 64 BELLW | 34.5 KV | L6461 | LOAD
2156114194 | COMED | 64 BELLW | 34.5 KV | L6462 | LOAD
32408219 | COMED | 64 BELLW | 34.5 KV | L6463 | LOAD
32408213 | COMED | 64 BELLW | 34.5 KV | L6464 | LOAD
32408227 | COMED | 64 BELLW | 34.5 KV | L6465 | LOAD
32408221 | COMED | 64 BELLW | 34.5 KV | L6466 | LOAD
32408223 | COMED | 64 BELLW | 34.5 KV | L6467 | LOAD
32408215 | COMED | 64 BELLW | 34.5 KV | L6468 | LOAD
32408217 | COMED | 64 BELLW | 34.5 KV | L6469 | LOAD
2156114161 | COMED | 64 BELLW | 34.5 KV | TR52 | LOAD
2156114181 | COMED | 64 BELLW | 34.5 KV | TR53 | LOAD
2156114068 | COMED | 64 BELLW | 34.5 KV | TR76 | LOAD
32408235 | COMED | 648 NORR | 138 KV | TR71 12 | LOAD
32408237 | COMED | 648 NORR | 138 KV | TR72 12 | LOAD
32408239 | COMED | 648 NORR | 138 KV | TR73 12 | LOAD
48933979 | COMED | 648 NORR | 138 KV | TR74 12 | LOAD
36181251 | COMED | 65 OHIO | 138 KV | TR71 12 | LOAD
36181253 | COMED | 65 OHIO | 138 KV | TR72 12 | LOAD
36181255 | COMED | 65 OHIO | 138 KV | TR73 12 | LOAD
36181257 | COMED | 65 OHIO | 138 KV | TR74 12 | LOAD
1439643203 | COMED | 65 OHIO | 138 KV | TR75 12 | LOAD
32408249 | COMED | 68 LASAL | 138 KV | TR71 12 | LOAD
32408251 | COMED | 68 LASAL | 138 KV | TR72 12 | LOAD
32408253 | COMED | 68 LASAL | 138 KV | TR73 12 | LOAD
32408255 | COMED | 68 LASAL | 138 KV | TR74 12 | LOAD
32408257 | COMED | 69 N CHI | 138 KV | TR77 34 | LOAD
32408259 | COMED | 69 N CHI | 138 KV | TR78 34 | LOAD
1368999845 | COMED | 70 BRADL | 12 KV | TR71 | LOAD
1368999847 | COMED | 70 BRADL | 12 KV | TR72 | LOAD
1368999846 | COMED | 70 BRADL | 12 KV | TR73 | LOAD
1368999848 | COMED | 70 BRADL | 12 KV | TR74 | LOAD
1368999850 | COMED | 70 BRADL | 34.5 KV | TR76 | LOAD
1368999851 | COMED | 70 BRADL | 34.5 KV | TR77 | LOAD
1368999849 | COMED | 70 BRADL | 34.5 KV | TR78 | LOAD
1368999852 | COMED | 70 BRADL | 34.5 KV | TR79 | LOAD
1183222288 | COMED | 70 MODAF | 138 KV | TR70XA | LOAD
1183222289 | COMED | 70 MODAF | 138 KV | TR70XB | LOAD
1183222287 | COMED | 70 MODAF | 138 KV | TR70XC | LOAD
1183222290 | COMED | 70 MODAF | 138 KV | TR70XD | LOAD
32408293 | COMED | 71 HIGGI | 138 KV | TR71 12 | LOAD
32408295 | COMED | 71 HIGGI | 138 KV | TR72 12 | LOAD
32408297 | COMED | 71 HIGGI | 138 KV | TR73 12 | LOAD
32408299 | COMED | 71 HIGGI | 138 KV | TR74 12 | LOAD
32408301 | COMED | 714 MEDI | 138 KV | TR71 12 | LOAD
32408303 | COMED | 714 MEDI | 138 KV | TR72 12 | LOAD
32408305 | COMED | 714 MEDI | 138 KV | TR73 12 | LOAD
32408307 | COMED | 714 MEDI | 138 KV | TR74 12 | LOAD
32408311 | COMED | 72 GOOSE | 34.5 KV | L7280 | LOAD
32408309 | COMED | 72 GOOSE | 34.5 KV | L7281 | LOAD
32408313 | COMED | 72 GOOSE | 34.5 KV | L7282 | LOAD
32408315 | COMED | 72 GOOSE | 34.5 KV | L7284 | LOAD
32408317 | COMED | 72 GOOSE | 34.5 KV | L7285 | LOAD
1067169071 | COMED | 72 GOOSE | 34.5 KV | MORRIS | GEN
53049059 | COMED | 73 CHI H | 34.5 KV | BEECHLF | GEN
32408319 | COMED | 73 CHI H | 34.5 KV | L7340 | LOAD
32408321 | COMED | 73 CHI H | 34.5 KV | L7341 | LOAD
32408323 | COMED | 73 CHI H | 34.5 KV | L7342 | LOAD
32408325 | COMED | 73 CHI H | 34.5 KV | L7343 | LOAD
32408327 | COMED | 73 CHI H | 34.5 KV | L7344 | LOAD
32408329 | COMED | 73 CHI H | 34.5 KV | L7345 | LOAD
32408331 | COMED | 73 CHI H | 34.5 KV | L7346 | LOAD
32408333 | COMED | 73 CHI H | 34.5 KV | L7347 | LOAD
32408335 | COMED | 73 CHI H | 34.5 KV | L7359 | LOAD
32408337 | COMED | 745 IC A | 138 KV | TR71 12 | LOAD
32408339 | COMED | 745 IC A | 138 KV | TR72 12 | LOAD
32408341 | COMED | 745 IC A | 138 KV | TR73 12 | LOAD
32408343 | COMED | 745 IC A | 138 KV | TR74 12 | LOAD
32408357 | COMED | 75 CRYST | 138 KV | TR71 12 | LOAD
32408359 | COMED | 75 CRYST | 138 KV | TR72 12 | LOAD
32408361 | COMED | 75 CRYST | 138 KV | TR73 12 | LOAD
32408363 | COMED | 75 CRYST | 138 KV | TR74 12 | LOAD
32408355 | COMED | 75 CRYST | 34.5 KV | L7540 1 | LOAD
32408347 | COMED | 75 CRYST | 34.5 KV | L7541 | LOAD
32408345 | COMED | 75 CRYST | 34.5 KV | L7542 | LOAD
32408351 | COMED | 75 CRYST | 34.5 KV | L7543 | LOAD
32408349 | COMED | 75 CRYST | 34.5 KV | L7544 | LOAD
32408353 | COMED | 75 CRYST | 34.5 KV | L7545 | LOAD
32408365 | COMED | 76 BLUE | 138 KV | TR72 12 | LOAD
2156109552 | COMED | 76 BLUE | 138 KV | TR74 12 | LOAD
32408367 | COMED | 76 BLUE | 138 KV | TR76 12 | LOAD
32408369 | COMED | 76 BLUE | 138 KV | TR76 34 | LOAD
32408371 | COMED | 76 BLUE | 138 KV | TR77 34 | LOAD
32408373 | COMED | 76 BLUE | 138 KV | TR78 12 | LOAD
32408375 | COMED | 76 BLUE | 138 KV | TR78 34 | LOAD
32408377 | COMED | 77 MAZON | 34.5 KV | L7767 | LOAD
32408379 | COMED | 77 MAZON | 34.5 KV | L7768 | LOAD
32408381 | COMED | 77 MAZON | 34.5 KV | L7769 | LOAD
32408409 | COMED | 78 FRANK | 138 KV | TR72 12 | LOAD
32408411 | COMED | 78 FRANK | 138 KV | TR73 12 | LOAD
32408413 | COMED | 78 FRANK | 138 KV | TR74 12 | LOAD
1123170032 | COMED | 78 FRANK | 34.5 KV | TR76 | LOAD
1123170033 | COMED | 78 FRANK | 34.5 KV | TR77 | LOAD
1123170034 | COMED | 78 FRANK | 34.5 KV | TR78 | LOAD
1123170035 | COMED | 78 FRANK | 34.5 KV | TR79 | LOAD
32408415 | COMED | 784 SEAR | 138 KV | TR71 12 | LOAD
32408417 | COMED | 784 SEAR | 138 KV | TR72 12 | LOAD
32408419 | COMED | 784 SEAR | 138 KV | TR73 12 | LOAD
32408421 | COMED | 784 SEAR | 138 KV | TR74 12 | LOAD
32408423 | COMED | 785 ONTA | 138 KV | TR71 12 | LOAD
32408425 | COMED | 785 ONTA | 138 KV | TR72 12 | LOAD
32408427 | COMED | 785 ONTA | 138 KV | TR73 12 | LOAD
32408429 | COMED | 785 ONTA | 138 KV | TR74 12 | LOAD
78711743 | COMED | 79 SPAUL | 138 KV | LOADTR71 | LOAD
48933981 | COMED | 79 SPAUL | 138 KV | TR72 12 | LOAD
32408431 | COMED | 79 SPAUL | 34.5 KV | L7961 | LOAD
32408433 | COMED | 79 SPAUL | 34.5 KV | L7962 | LOAD
32408435 | COMED | 79 SPAUL | 34.5 KV | L7964 | LOAD
32408437 | COMED | 79 SPAUL | 34.5 KV | L7965 | LOAD
32408439 | COMED | 79 SPAUL | 34.5 KV | L7966 | LOAD
32408441 | COMED | 79 SPAUL | 34.5 KV | L7969 | LOAD
1183222291 | COMED | 80 FORTH | 138 KV | TR80XA | LOAD
1183222292 | COMED | 80 FORTH | 138 KV | TR80XB | LOAD
74008645 | COMED | 80 PONTI | 138 KV | LOADTR76 | LOAD
32408443 | COMED | 80 PONTI | 138 KV | TR77 34 | LOAD
1338419913 | COMED | 80 PONTI | 138 KV | TR78 LD | LOAD
2156109177 | COMED | 81 TOULO | 34.5 KV | CAMPGAEP | GEN
2156109176 | COMED | 81 TOULO | 34.5 KV | CAMPGCE | GEN
32408445 | COMED | 814 DAME | 138 KV | TR72 12 | LOAD
32408447 | COMED | 814 DAME | 138 KV | TR73 12 | LOAD
32408449 | COMED | 82 CROSB | 138 KV | TR71 12 | LOAD
32408451 | COMED | 82 CROSB | 138 KV | TR72 12 | LOAD
32408453 | COMED | 82 CROSB | 138 KV | TR73 12 | LOAD
32408455 | COMED | 82 CROSB | 138 KV | TR74 12 | LOAD
2156112881 | COMED | 82 CROSB | 138 KV | TR75 12 | LOAD
32408457 | COMED | 83 GLIDD | 138 KV | TR71 12 | LOAD
32408459 | COMED | 83 GLIDD | 138 KV | TR72 12 | LOAD
32408461 | COMED | 83 GLIDD | 138 KV | TR76 34 | LOAD
32408463 | COMED | 83 GLIDD | 138 KV | TR77 34 | LOAD
32408465 | COMED | 84 ROSEH | 138 KV | TR71 12 | LOAD
32408467 | COMED | 84 ROSEH | 138 KV | TR72 12 | LOAD
32408469 | COMED | 84 ROSEH | 138 KV | TR73 12 | LOAD
32408471 | COMED | 84 ROSEH | 138 KV | TR74 12 | LOAD
32408473 | COMED | 840 QUAR | 138 KV | TR71 12 | LOAD
32408475 | COMED | 840 QUAR | 138 KV | TR72 12 | LOAD
32408477 | COMED | 840 QUAR | 138 KV | TR73 12 | LOAD
32408479 | COMED | 840 QUAR | 138 KV | TR74 12 | LOAD
32408481 | COMED | 85 SKOKI | 138 KV | TR1 34 | LOAD
32408483 | COMED | 85 SKOKI | 138 KV | TR3 34 | LOAD
32408485 | COMED | 85 SKOKI | 138 KV | TR4 34 | LOAD
32408487 | COMED | 85 SKOKI | 138 KV | TR71 12 | LOAD
32408489 | COMED | 85 SKOKI | 138 KV | TR72 12 | LOAD
32408491 | COMED | 85 SKOKI | 138 KV | TR73 12 | LOAD
1379255862 | COMED | 85 SKOKI | 138 KV | TR74 12 | LOAD
67719551 | COMED | 86 DAVIS | 138 KV | TR71 | LOAD
32408493 | COMED | 87 DEARB | 69 KV | TR61 12 | LOAD
32408495 | COMED | 87 DEARB | 69 KV | TR62 12 | LOAD
32408497 | COMED | 87 DEARB | 69 KV | TR63 12 | LOAD
32408499 | COMED | 87 DEARB | 69 KV | TR64 12 | LOAD
32408501 | COMED | 88 SKOKI | 138 KV | TR71 12 | LOAD
32408503 | COMED | 88 SKOKI | 138 KV | TR72 12 | LOAD
32408505 | COMED | 88 SKOKI | 138 KV | TR73 12 | LOAD
32408507 | COMED | 88 SKOKI | 138 KV | TR77 34 | LOAD
32408509 | COMED | 88 SKOKI | 138 KV | TR78 34 | LOAD
32408511 | COMED | 88 SKOKI | 138 KV | TR79 34 | LOAD
32408513 | COMED | 89 BEVER | 138 KV | TR71 12 | LOAD
32408515 | COMED | 89 BEVER | 138 KV | TR72 12 | LOAD
32408517 | COMED | 89 BEVER | 138 KV | TR73 12 | LOAD
32408519 | COMED | 89 BEVER | 138 KV | TR74 12 | LOAD
1084382280 | COMED | 9 JOLIET | 138 KV | TR77 | LOAD
1084382281 | COMED | 9 JOLIET | 138 KV | TR79 | LOAD
32408561 | COMED | 900 ELWO | 18 KV | ATR1 04 | LOAD
32408563 | COMED | 900 ELWO | 18 KV | ATR2 04 | LOAD
32408565 | COMED | 900 ELWO | 18 KV | ATR3 04 | LOAD
32408567 | COMED | 900 ELWO | 18 KV | ATR4 04 | LOAD
32417647 | COMED | 900 ELWO | 18 KV | EL-1 | GEN
32417649 | COMED | 900 ELWO | 18 KV | EL-2 | GEN
32417651 | COMED | 900 ELWO | 18 KV | EL-3 | GEN
32417653 | COMED | 900 ELWO | 18 KV | EL-4 | GEN
32417657 | COMED | 900 ELWO | 18 KV | EL-5 | GEN
32417659 | COMED | 900 ELWO | 18 KV | EL-6 | GEN
32417661 | COMED | 900 ELWO | 18 KV | EL-7 | GEN
32417663 | COMED | 900 ELWO | 18 KV | EL-8 | GEN
32417655 | COMED | 900 ELWO | 18 KV | EL-9 | GEN
1075454601 | COMED | 908 MOLE | 34.5 KV | MINONKWF | GEN
1318133758 | COMED | 91 CARGO | 138 KV | TR71 | LOAD
1318133757 | COMED | 91 CARGO | 138 KV | TR72 | LOAD
2156112342 | COMED | 910_MWF | 34.5 KV | 910MWFWF | GEN
1318133756 | COMED | 9117 | 138 KV | J401 LD | LOAD
2156114467 | COMED | 913 BLOO | 35 KV | BLOOM2WF | GEN
2156110613 | COMED | 913 BLOO | 35 KV | BLOOMGWF | GEN
2156114145 | COMED | 924_TRIV | 22.5 KV | GEN1_CC | GEN
2156114076 | COMED | 924_TRIV | 22.5 KV | GEN2_CC | GEN
2156114069 | COMED | 924_TRIV | 22.5 KV | UAT1 | LOAD
2156114073 | COMED | 924_TRIV | 22.5 KV | UAT2 | LOAD
2156115901 | COMED | 926_TOPH | 34.5 KV | TOPHATWF | GEN
2156110810 | COMED | 929 JACK | 22 KV | AUX1LD | LOAD
2156110811 | COMED | 929 JACK | 22 KV | AUX2LD | LOAD
2156111011 | COMED | 929 JACK | 22 KV | GEN1 | GEN
2156111010 | COMED | 929 JACK | 22 KV | GEN2 | GEN
32417665 | COMED | 932 ROCK | 12 KV | RR-1 | GEN
32417667 | COMED | 932 ROCK | 12 KV | RR-2 | GEN
32417669 | COMED | 932 ROCK | 12 KV | RR-3 | GEN
32417671 | COMED | 932 ROCK | 12 KV | RR-4 | GEN
1388613922 | COMED | 933 TWIN | 34.5 KV | RADFRDWF | GEN
32417679 | COMED | 935 KEND | 13.5 KV | KDLST-1 | GEN
32417673 | COMED | 935 KEND | 13.5 KV | KDLST-2 | GEN
32417675 | COMED | 935 KEND | 13.5 KV | KDLST-3 | GEN
32417677 | COMED | 935 KEND | 13.5 KV | KDLST-4 | GEN
1348253194 | COMED | 935 KEND | 13.5 KV | STM AUX1 | LOAD
1348253195 | COMED | 935 KEND | 13.5 KV | STM AUX2 | LOAD
1348253196 | COMED | 935 KEND | 13.5 KV | STM AUX3 | LOAD
1348253193 | COMED | 935 KEND | 13.5 KV | STM AUX4 | LOAD
32417687 | COMED | 935 KEND | 18 KV | KDLCT-1 | GEN
32417681 | COMED | 935 KEND | 18 KV | KDLCT-2 | GEN
32417683 | COMED | 935 KEND | 18 KV | KDLCT-3 | GEN
32417685 | COMED | 935 KEND | 18 KV | KDLCT-4 | GEN
32417689 | COMED | 936 LINC | 12 KV | LE-1 | GEN
32417691 | COMED | 936 LINC | 12 KV | LE-2 | GEN
32417693 | COMED | 936 LINC | 12 KV | LE-3 | GEN
32417695 | COMED | 936 LINC | 12 KV | LE-4 | GEN
32417697 | COMED | 936 LINC | 12 KV | LE-5 | GEN
32417699 | COMED | 936 LINC | 12 KV | LE-6 | GEN
32417701 | COMED | 936 LINC | 12 KV | LE-7 | GEN
32417703 | COMED | 936 LINC | 12 KV | LE-8 | GEN
32417713 | COMED | 937 LEE | 13.5 KV | LEE31-1 | GEN
32417705 | COMED | 937 LEE | 13.5 KV | LEE31-2 | GEN
32417715 | COMED | 937 LEE | 13.5 KV | LEE32-1 | GEN
32417707 | COMED | 937 LEE | 13.5 KV | LEE32-2 | GEN
32417717 | COMED | 937 LEE | 13.5 KV | LEE33-1 | GEN
32417709 | COMED | 937 LEE | 13.5 KV | LEE33-2 | GEN
32417719 | COMED | 937 LEE | 13.5 KV | LEE34-1 | GEN
32417711 | COMED | 937 LEE | 13.5 KV | LEE34-2 | GEN
1218914626 | COMED | 938 K4PI | 34.5 KV | K4KAN1WF | GEN
1218914627 | COMED | 938 K4PI | 34.5 KV | K4KAN2WF | GEN
1107280616 | COMED | 940 CORD | 18 KV | AUX1 | LOAD
1107280617 | COMED | 940 CORD | 18 KV | AUX2 | LOAD
32417721 | COMED | 940 CORD | 18 KV | CD-1 | GEN
32417723 | COMED | 940 CORD | 18 KV | CD-2 | GEN
32417725 | COMED | 940 CORD | 18 KV | CD-3 | GEN
1379267910 | COMED | 941 GRND | 34.5 KV | GRIDG2BS | GEN
93354007 | COMED | 941 GRND | 34.5 KV | GRIDG2WF | GEN
93354009 | COMED | 941 GRND | 34.5 KV | GRIDG3WF | GEN
93354011 | COMED | 941 GRND | 34.5 KV | GRIDG4WF | GEN
1107289682 | COMED | 941 GRND | 34.5 KV | GRIDGEBS | GEN
93354005 | COMED | 941 GRND | 34.5 KV | GRIDGEWF | GEN
1107280618 | COMED | 942 NELS | 13.8 KV | AUX1 | LOAD
1107280619 | COMED | 942 NELS | 13.8 KV | AUX2 | LOAD
1107280620 | COMED | 942 NELS | 13.8 KV | SS1 | LOAD
1107280621 | COMED | 942 NELS | 13.8 KV | SS2 | LOAD
1107289685 | COMED | 942 NELS | 13.8 KV | ST1 | GEN
1107289686 | COMED | 942 NELS | 13.8 KV | ST2 | GEN
1107289683 | COMED | 942 NELS | 18 KV | GT1 | GEN
1107289684 | COMED | 942 NELS | 18 KV | GT2 | GEN
2156113649 | COMED | 942 NELS | 18 KV | GT3CT_1 | GEN
2156113657 | COMED | 942 NELS | 18 KV | GT4CT_1 | GEN
2156113653 | COMED | 942 NELS | 18 KV | SS3 | LOAD
32417737 | COMED | 944 SE C | 13.5 KV | SE10 | GEN
32417739 | COMED | 944 SE C | 13.5 KV | SE11 | GEN
32417741 | COMED | 944 SE C | 13.5 KV | SE12 | GEN
32417735 | COMED | 944 SE C | 13.5 KV | SE-9 | GEN
32417743 | COMED | 945 CRET | 13.5 KV | CT-1 | GEN
32417745 | COMED | 945 CRET | 13.5 KV | CT-2 | GEN
32417747 | COMED | 945 CRET | 13.5 KV | CT-3 | GEN
32417749 | COMED | 945 CRET | 13.5 KV | CT-4 | GEN
32417751 | COMED | 946 UNIV | 13.5 KV | UP31-1 | GEN
32417753 | COMED | 946 UNIV | 13.5 KV | UP31-2 | GEN
32417755 | COMED | 946 UNIV | 13.5 KV | UP32-1 | GEN
32417757 | COMED | 946 UNIV | 13.5 KV | UP32-2 | GEN
32417759 | COMED | 946 UNIV | 13.5 KV | UP33-1 | GEN
32417761 | COMED | 946 UNIV | 13.5 KV | UP33-2 | GEN
2155502061 | COMED | 948 BRIG | 34.5 KV | BRSTLKWF | GEN
1348264476 | COMED | 949 KELL | 34.5 KV | KELLYCWF | GEN
32417773 | COMED | 951 AURO | 13.5 KV | AR-10 | GEN
2155501877 | COMED | 951 AURO | 13.5 KV | AR5 | LOAD
32417763 | COMED | 951 AURO | 13.5 KV | AR-5 | GEN
2155501878 | COMED | 951 AURO | 13.5 KV | AR6 | LOAD
32417765 | COMED | 951 AURO | 13.5 KV | AR-6 | GEN
32417767 | COMED | 951 AURO | 13.5 KV | AR-7 | GEN
32417769 | COMED | 951 AURO | 13.5 KV | AR-8 | GEN
32417771 | COMED | 951 AURO | 13.5 KV | AR-9 | GEN
32417775 | COMED | 951 AURO | 18 KV | AR-1 | GEN
32417777 | COMED | 951 AURO | 18 KV | AR-2 | GEN
32417779 | COMED | 951 AURO | 18 KV | AR-3 | GEN
32417781 | COMED | 951 AURO | 18 KV | AR-4 | GEN
2155501875 | COMED | 951 AURO | 4 KV | AR2 | LOAD
2155501876 | COMED | 951 AURO | 4 KV | AR3 | LOAD
32417783 | COMED | 952 ROCK | 16 KV | RO11 | GEN
32417785 | COMED | 952 ROCK | 16 KV | RO12 | GEN
2156112662 | COMED | 954_IMPV | 34.5 KV | IMPE1VWF | GEN
2156112971 | COMED | 954_IMPV | 34.5 KV | IMPE2VWF | GEN
2156112746 | COMED | 954_IMPV | 34.5 KV | IMPE3VWF | GEN
2156112631 | COMED | 954_IMPV | 34.5 KV | IMPE4VWF | GEN
32408569 | COMED | 955 RIVE | 16 KV | LAUXTR1 | LOAD
32417787 | COMED | 955 RIVE | 16 KV | RV-1 | GEN
32417789 | COMED | 955 RIVE | 16 KV | RV-2 | GEN
74008715 | COMED | 959ERDBS | 34.5 KV | BSWFBRS1 | GEN
74008719 | COMED | 959ERDBS | 34.5 KV | BSWFZEF3 | GEN
32417791 | COMED | 960 ELGI | 13.5 KV | EE-1 | GEN
32417793 | COMED | 960 ELGI | 13.5 KV | EE-2 | GEN
32417795 | COMED | 960 ELGI | 13.5 KV | EE-3 | GEN
32417797 | COMED | 960 ELGI | 13.5 KV | EE-4 | GEN
32408573 | COMED | 960 ELGI | 4 KV | LAUXBLUE | LOAD
32408571 | COMED | 960 ELGI | 4 KV | LAUXRED | LOAD
1107289729 | COMED | 961 LEE | 34.5 KV | LEEDKBS | GEN
87901595 | COMED | 961 LEE | 34.5 KV | LEEDKWF1 | GEN
87901597 | COMED | 961 LEE | 34.5 KV | LEEDKWF2 | GEN
2156112940 | COMED | 969 ECOG | 34.5 KV | HIGHPTSP | GEN
74008723 | COMED | 969 ECOG | 34.5 KV | LENAWF | GEN
2156112055 | COMED | 969 ECOG | 34.5 KV | LENAWF2 | GEN
1107280625 | COMED | 969 ECOG | 34.5 KV | TR76 34 | LOAD
32417799 | COMED | 970 UP N | 13.5 KV | UN-1 | GEN
32417817 | COMED | 970 UP N | 13.5 KV | UN10 | GEN
32417819 | COMED | 970 UP N | 13.5 KV | UN11 | GEN
32417821 | COMED | 970 UP N | 13.5 KV | UN12 | GEN
32417801 | COMED | 970 UP N | 13.5 KV | UN-2 | GEN
32417803 | COMED | 970 UP N | 13.5 KV | UN-3 | GEN
32417805 | COMED | 970 UP N | 13.5 KV | UN-4 | GEN
32417807 | COMED | 970 UP N | 13.5 KV | UN-5 | GEN
32417809 | COMED | 970 UP N | 13.5 KV | UN-6 | GEN
32417811 | COMED | 970 UP N | 13.5 KV | UN-7 | GEN
32417813 | COMED | 970 UP N | 13.5 KV | UN-8 | GEN
32417815 | COMED | 970 UP N | 13.5 KV | UN-9 | GEN
32408575 | COMED | 974 ZION | 18 KV | LAUXTR11 | LOAD
32408577 | COMED | 974 ZION | 18 KV | LAUXTR3 | LOAD
32417823 | COMED | 974 ZION | 18 KV | ZE11 | GEN
32417827 | COMED | 974 ZION | 18 KV | ZE12 | GEN
32417825 | COMED | 974 ZION | 18 KV | ZE-3 | GEN
2156109440 | COMED | 975 OTTE | 34.5 KV | OTTERWF | GEN
2156109439 | COMED | 975 OTTE | 34.5 KV | STATCOM | GEN
74008725 | COMED | 976 CAYU | 34.5 KV | CAYUG1WF | GEN
74008727 | COMED | 976 CAYU | 34.5 KV | CAYUG2WF | GEN
2155502063 | COMED | 977 GREE | 34.5 KV | GRVRU1WF | GEN
2155502062 | COMED | 977 GREE | 34.5 KV | GRVRU2WF | GEN
1552844480 | COMED | 979 MEND | 34.5 KV | MENDOTWF | GEN
2156114341 | COMED | 980 WALN | 34.5 KV | WALNT2WF | GEN
1666117129 | COMED | 980 WALN | 34.5 KV | WALNTRWF | GEN
1552844482 | COMED | 981 CRES | 34.5 KV | CRIDGEWF | GEN
2156110042 | COMED | 981 CRES | 34.5 KV | LONETRWF | GEN
1552844483 | COMED | 981 CRES | 34.5 KV | PROVIDWF | GEN
32417829 | COMED | 982 ROCK | 16 KV | RO21 | GEN
135389809 | COMED | 989 TWIN | 34.5 KV | HTRAILWF | GEN
135389811 | COMED | 989 TWIN | 34.5 KV | OTRAILWF | GEN
1869195052 | COMED | 994 HILL | 34.5 KV | HILLTPWF | GEN
2156109438 | COMED | 994 HILL | 34.5 KV | WHITNYWF | GEN
32408583 | COMED | A429 | 138 KV | TR71 12 | LOAD
32408585 | COMED | A429 | 138 KV | TR72 12 | LOAD
32408587 | COMED | A429 | 138 KV | TR73 12 | LOAD
32408589 | COMED | A429 | 138 KV | TR74 12 | LOAD
32408591 | COMED | A431-1 | 138 KV | TR71 12 | LOAD
32408593 | COMED | A431-1 | 138 KV | TR72 12 | LOAD
32408595 | COMED | A431-2 | 138 KV | TR71 12 | LOAD
32408597 | COMED | A431-2 | 138 KV | TR72 12 | LOAD
32408599 | COMED | A450 | 138 KV | TR76 34 | LOAD
32408601 | COMED | A450 | 138 KV | TR77 34 | LOAD
2156112519 | COMED | ALTAFARM | 34.5 KV | AFARMWF | GEN
1248982440 | COMED | B200 | 138 KV | TR1 | LOAD
32408603 | COMED | B427 | 138 KV | TR71 02 | LOAD
32408605 | COMED | B427 | 138 KV | TR72 02 | LOAD
32408607 | COMED | B427 | 138 KV | TR73 02 | LOAD
32408609 | COMED | B465 | 138 KV | TR71 12 | LOAD
32408611 | COMED | B465 | 138 KV | TR72 12 | LOAD
135389805 | COMED | BISHOPHI | 34.5 KV | BISHWF1 | GEN
135389807 | COMED | BISHOPHI | 34.5 KV | BISHWF2 | GEN
32408613 | COMED | C434 | 138 KV | TR71 12 | LOAD
2156110142 | COMED | C434 | 138 KV | TR73 12 | LOAD
1097724388 | COMED | D438 | 138 KV | TR71 | LOAD
1097724389 | COMED | D438 | 138 KV | TR72 | LOAD
2156111799 | COMED | D460-6 | 138 KV | TR76_34 | LOAD
2156111839 | COMED | D460-6 | 138 KV | TR77_34 | LOAD
2156111814 | COMED | D460-6 | 138 KV | TR78_34 | LOAD
32408617 | COMED | D467 | 138 KV | TR71 12 | LOAD
32408619 | COMED | D467 | 138 KV | TR72 12 | LOAD
32408627 | COMED | D522 | 69 KV | TR61 12 | LOAD
32408629 | COMED | D522 | 69 KV | TR62 12 | LOAD
32408631 | COMED | D775 | 138 KV | TR71 12 | LOAD
32408633 | COMED | D775 | 138 KV | TR73 12 | LOAD
1123170212 | COMED | D787 | 138 KV | TR71 | LOAD
1123170213 | COMED | D787 | 138 KV | TR72 | LOAD
1123170214 | COMED | D787 | 138 KV | TR73 | LOAD
1123170126 | COMED | D789 | 138 KV | TR71 | LOAD
1123170127 | COMED | D789 | 138 KV | TR72 | LOAD
32408635 | COMED | D799 | 138 KV | TR71 12 | LOAD
32408637 | COMED | D799 | 138 KV | TR72 12 | LOAD
32408639 | COMED | D799 | 138 KV | TR73 12 | LOAD
2156113369 | COMED | E535 | 138 KV | TR71 | LOAD
2156113428 | COMED | E535 | 138 KV | TR72 | LOAD
2156113759 | COMED | E552 | 138 KV | TR76 | LOAD
2156113658 | COMED | E552 | 138 KV | TR77 | LOAD
2156113747 | COMED | E552 | 138 KV | TR78 | LOAD
2156114425 | COMED | E552 | 138 KV | TR79 | LOAD
1338431021 | COMED | EDWRDSCE | 69 KV | UN2 DYN | GEN
32408645 | COMED | F375 | 138 KV | TR71 12 | LOAD
32408647 | COMED | F375 | 138 KV | TR72 12 | LOAD
74008647 | COMED | FINKSTL | 138 KV | LOAD1 | LOAD
74008649 | COMED | FINKSTL | 138 KV | LOAD2 | LOAD
32408657 | COMED | G385-1 | 138 KV | TR1 12 | LOAD
32408659 | COMED | G385-1 | 138 KV | TR2 12 | LOAD
32408661 | COMED | G385-2 | 138 KV | TR76 34 | LOAD
32408663 | COMED | G385-2 | 138 KV | TR77 34 | LOAD
32408665 | COMED | G385-2 | 138 KV | TR78 34 | LOAD
32408667 | COMED | G394 | 138 KV | TR71 12 | LOAD
32408669 | COMED | G394 | 138 KV | TR72 12 | LOAD
57967533 | COMED | H440 | 138 KV | TR5 | LOAD
57967535 | COMED | H440 | 138 KV | TR6 | LOAD
1338420133 | COMED | H440 | 138 KV | TR7 | LOAD
1338420136 | COMED | H440N | 138 KV | TR1 12 | LOAD
1338420137 | COMED | H440N | 138 KV | TR2 12 | LOAD
32408677 | COMED | H445 | 138 KV | TR3 12 | LOAD
32408679 | COMED | H445 | 138 KV | TR4 12 | LOAD
2156114146 | COMED | H445 | 34.5 KV | ROSO1SP | GEN
2156111991 | COMED | H447RR | 138 KV | LDCOR | LOAD
2156109310 | COMED | H452 | 138 KV | TR1 LD | LOAD
32408681 | COMED | H471 | 345 KV | TR81 34 | LOAD
32408683 | COMED | H471 | 345 KV | TR83 34 | LOAD
32408685 | COMED | H71 | 138 KV | TR71 12 | LOAD
32408687 | COMED | H71 | 138 KV | TR72 12 | LOAD
32408689 | COMED | H71 | 138 KV | TR73 12 | LOAD
32408691 | COMED | H71 | 138 KV | TR74 12 | LOAD
32408693 | COMED | H71 | 138 KV | TR91 12 | LOAD
32408695 | COMED | H71 | 138 KV | TR92 12 | LOAD
32408697 | COMED | J305-2 | 138 KV | TR71 12 | LOAD
32408699 | COMED | J305-2 | 138 KV | TR72 12 | LOAD
32408701 | COMED | J307 | 138 KV | TR72 12 | LOAD
32408705 | COMED | J310 | 138 KV | TR1 12 | LOAD
2156113034 | COMED | J310 | 138 KV | TR10 | LOAD
2156112985 | COMED | J310 | 138 KV | TR11 | LOAD
2156113030 | COMED | J310 | 138 KV | TR12 | LOAD
2156113070 | COMED | J310 | 138 KV | TR13 | LOAD
2156113042 | COMED | J310 | 138 KV | TR14 | LOAD
2156113023 | COMED | J310 | 138 KV | TR15 | LOAD
2156113082 | COMED | J310 | 138 KV | TR1A | LOAD
32408707 | COMED | J310 | 138 KV | TR2 12 | LOAD
2156113043 | COMED | J310 | 138 KV | TR2A | LOAD
32408727 | COMED | J326 | 138 KV | TR71 12 | LOAD
32408729 | COMED | J326 | 138 KV | TR72 12 | LOAD
32408731 | COMED | J332-1 | 138 KV | TR71 12 | LOAD
32408733 | COMED | J332-1 | 138 KV | TR72 12 | LOAD
32408735 | COMED | J332-1 | 138 KV | TR73 12 | LOAD
32408737 | COMED | J332-1 | 138 KV | TR74 12 | LOAD
32408739 | COMED | J332-2 | 138 KV | TR71 12 | LOAD
32408741 | COMED | J332-2 | 138 KV | TR72 12 | LOAD
2156112867 | COMED | J332-3 | 138 KV | TR71 12 | LOAD
2156112860 | COMED | J332-3 | 138 KV | TR72 12 | LOAD
32408743 | COMED | J339 | 138 KV | TR100A12 | LOAD
32408745 | COMED | J339 | 138 KV | TR100B12 | LOAD
32408747 | COMED | J370 | 138 KV | TR71 12 | LOAD
32408749 | COMED | J370 | 138 KV | TR72 12 | LOAD
1097724454 | COMED | J375 | 13.5 KV | ATR1 | LOAD
1097724455 | COMED | J375 | 13.5 KV | ATR2 | LOAD
32417831 | COMED | J375 | 13.5 KV | J375-1 | GEN
32417833 | COMED | J375 | 13.5 KV | J375-2 | GEN
32417835 | COMED | J375 | 13.5 KV | J375-3 | GEN
32408755 | COMED | J375 | 13.5 KV | LTRTM1 | LOAD
32408757 | COMED | J375 | 13.5 KV | LTRTM2 | LOAD
32408759 | COMED | J375 | 13.5 KV | LTRTP1 | LOAD
32408761 | COMED | J375 | 13.5 KV | LTRTP2 | LOAD
32417837 | COMED | J375 | 13.5 KV | U-STGEN1 | GEN
2156114718 | COMED | J390 | 138 KV | TR767734 | LOAD
2156114581 | COMED | J390 | 138 KV | TR787934 | LOAD
32408767 | COMED | K319-1 | 138 KV | TR71 12 | LOAD
32408769 | COMED | K319-1 | 138 KV | TR72 12 | LOAD
32408771 | COMED | K319-2 | 138 KV | TR71 12 | LOAD
32408773 | COMED | K319-2 | 138 KV | TR72 12 | LOAD
32408775 | COMED | K319-2 | 138 KV | TR73 12 | LOAD
32408777 | COMED | K320 | 138 KV | TR71 .4 | LOAD
2156110143 | COMED | K323 | 138 KV | TR73 12 | LOAD
2156110144 | COMED | K323 | 138 KV | TR74 12 | LOAD
1369011846 | COMED | NWTN PJM | 24 KV | UN1 DYN | GEN
1369011845 | COMED | NWTN PJM | 24 KV | UN1 IMEA | GEN
1338431026 | COMED | PRST CE | 345 KV | UN1 A | GEN
1338431025 | COMED | PRST CE | 345 KV | UN1 I | GEN
1338431028 | COMED | PRST CE | 345 KV | UN1 N | GEN
1338431030 | COMED | PRST CE | 345 KV | UN2 A | GEN
1338431029 | COMED | PRST CE | 345 KV | UN2 I | GEN
1338431027 | COMED | PRST CE | 345 KV | UN2 N | GEN
32408779 | COMED | R401 | 69 KV | TR61 12 | LOAD
32408781 | COMED | R401 | 69 KV | TR62 12 | LOAD
1439657751 | COMED | TRMBLPJM | 21 KV | TMBL11ME | GEN
1439657752 | COMED | TRMBLPJM | 24 KV | TMBL21ME | GEN
32408783 | COMED | W407-4 | 345 KV | TR82 12 | LOAD
32408785 | COMED | W407-4 | 345 KV | TR83 12 | LOAD
32408787 | COMED | W407-4 | 345 KV | TR83A 12 | LOAD
32408789 | COMED | W407-4 | 345 KV | TR84 12 | LOAD
32408791 | COMED | W407-6 | 345 KV | TR85A 12 | LOAD
32408793 | COMED | W407-6 | 345 KV | TR85B 12 | LOAD
32408795 | COMED | W407-6 | 345 KV | TR86 12 | LOAD
32408797 | COMED | W407-6 | 345 KV | TR87 12 | LOAD
32408799 | COMED | W407-6 | 345 KV | TR88 12 | LOAD
1107280740 | COMED | W502 | 138 KV | T1 | LOAD
1107280741 | COMED | W503 | 138 KV | T1 | LOAD
1107280742 | COMED | W503 | 138 KV | T2 | LOAD
32408801 | COMED | W507 | 138 KV | TR71 12 | LOAD
32408803 | COMED | W507 | 138 KV | TR72 12 | LOAD
1123170231 | COMED | W541 GFX | 138 KV | TR1 | LOAD
1123170232 | COMED | W541 GFX | 138 KV | TR2 | LOAD
1123170233 | COMED | W541 GFX | 138 KV | TR3 | LOAD
1123170234 | COMED | W541 GFX | 138 KV | TR4 | LOAD
1123170235 | COMED | W541 GFX | 138 KV | TR5 | LOAD
1123170236 | COMED | W541 GFX | 138 KV | TR6 | LOAD
1123170237 | COMED | W541 GFX | 138 KV | TR7 | LOAD
1123170238 | COMED | W541 GFX | 138 KV | TR8 | LOAD
1183222266 | COMED | W600 | 138 KV | L1000 | LOAD
1183222265 | COMED | W600 | 138 KV | L1050 | LOAD
32408805 | COMED | W600 | 138 KV | TR10XA34 | LOAD
32408807 | COMED | W600 | 138 KV | TR10XB12 | LOAD
32408837 | COMED | W601 | 138 KV | TR75XA12 | LOAD
32408839 | COMED | W601 | 138 KV | TR75XB12 | LOAD
32408841 | COMED | W602 | 138 KV | TR72XA12 | LOAD
32408843 | COMED | W602 | 138 KV | TR72XB12 | LOAD
32408845 | COMED | W603 | 138 KV | TR65XA12 | LOAD
32408847 | COMED | W603 | 138 KV | TR65XB12 | LOAD
1183222285 | COMED | W604 | 138 KV | TR60XA | LOAD
1183222286 | COMED | W604 | 138 KV | TR60XB | LOAD
32408851 | COMED | Y652 | 69 KV | TR1 12 | LOAD
32408853 | COMED | Y652 | 69 KV | TR2 12 | LOAD
1869178656 | COMED | Y764-2 | 138 KV | TR72 12 | LOAD
1869178655 | COMED | Y764-2 | 138 KV | TR73 12 | LOAD
32408855 | COMED | Z100 | 138 KV | TR71 12 | LOAD
32408857 | COMED | Z100 | 138 KV | TR72 12 | LOAD
32408867 | COMED | Z524 | 138 KV | TR71 12 | LOAD
32408869 | COMED | Z524 | 138 KV | TR72 12 | LOAD
32408871 | COMED | Z524 | 138 KV | TR73 12 | LOAD
32408873 | COMED | Z524 | 138 KV | TR74 12 | LOAD
2156113611 | COMED | Z715 | 138 KV | TR72_12 | LOAD
2156113671 | COMED | Z715 | 138 KV | TR73_12 | LOAD
40243273 | DAY | 09AIRWAY | 69 KV | 6641LOAD | LOAD
40243271 | DAY | 09AIRWAY | 69 KV | 6642LOAD | LOAD
40243267 | DAY | 09AIRWAY | 69 KV | BK-1 | LOAD
40243269 | DAY | 09AIRWAY | 69 KV | BK-2 | LOAD
40243275 | DAY | 09AMSTRD | 69 KV | BK-1 | LOAD
38367851 | DAY | 09BELLBR | 138 KV | BK-1 | LOAD
38367853 | DAY | 09BELLBR | 138 KV | BK-2 | LOAD
48934021 | DAY | 09CARGIL | 138 KV | BK-1 | LOAD
48934023 | DAY | 09CENTER | 138 KV | BK-1 | LOAD
48934025 | DAY | 09CENTER | 138 KV | BK-2 | LOAD
40243277 | DAY | 09CLDWTR | 69 KV | BK-1 | LOAD
40243279 | DAY | 09CLDWTR | 69 KV | BK-2 | LOAD
40243287 | DAY | 09CVNGTN | 69 KV | BK-2 | LOAD
40243285 | DAY | 09CVNGTN | 69 KV | BK-3 | LOAD
40243289 | DAY | 09DIXIET | 69 KV | BK-1 | LOAD
40243291 | DAY | 09DIXIET | 69 KV | BK-2 | LOAD
48934031 | DAY | 09ESIDNY | 138 KV | BK-1 | LOAD
48934033 | DAY | 09GIVENS | 138 KV | BK-1 | LOAD
40243881 | DAY | 09GRNVIL | 13.8 KV | GT1 | GEN
40243883 | DAY | 09GRNVIL | 13.8 KV | GT2 | GEN
40243885 | DAY | 09GRNVIL | 13.8 KV | GT3 | GEN
40243887 | DAY | 09GRNVIL | 13.8 KV | GT4 | GEN
40243293 | DAY | 09GRNVIL | 69 KV | BK-1 | LOAD
40243295 | DAY | 09GRNVIL | 69 KV | BK-2 | LOAD
40243297 | DAY | 09GRNVIL | 69 KV | BK-3 | LOAD
40243299 | DAY | 09HEMPST | 69 KV | BK-1 | LOAD
40243301 | DAY | 09HEMPST | 69 KV | BK-2 | LOAD
40243303 | DAY | 09HEMPST | 69 KV | BK-3 | LOAD
40243305 | DAY | 09KETTER | 69 KV | BK-1 | LOAD
40243307 | DAY | 09KETTER | 69 KV | BK-2 | LOAD
40243309 | DAY | 09KETTER | 69 KV | BK-3 | LOAD
40243311 | DAY | 09KINGSC | 69 KV | BK-1 | LOAD
40243313 | DAY | 09KINGSC | 69 KV | BK-2 | LOAD
38367855 | DAY | 09KNOLLW | 138 KV | BK-1 | LOAD
38367857 | DAY | 09KNOLLW | 138 KV | BK-2 | LOAD
38367859 | DAY | 09KNOLLW | 138 KV | BK-3 | LOAD
40243315 | DAY | 09LOGAN | 69 KV | BK-1 | LOAD
40243317 | DAY | 09LOGAN | 69 KV | BK-2 | LOAD
48934035 | DAY | 09MECHAN | 138 KV | BK-1 | LOAD
32413217 | DAY | 09MONUMT | 12 KV | A | LOAD
1218906098 | DAY | 09MONUMT | 12 KV | B | LOAD
1218906099 | DAY | 09MONUMT | 12 KV | C | LOAD
32418667 | DAY | 09MONUMT | 12 KV | DIESEL | GEN
38367861 | DAY | 09NCARLI | 138 KV | BK-2 | LOAD
40243325 | DAY | 09NCARLI | 69 KV | BK-1 | LOAD
40243329 | DAY | 09NEEDMO | 138 KV | BK-2 | LOAD
40243327 | DAY | 09NEEDMO | 138 KV | BK-3 | LOAD
38367863 | DAY | 09NORTHR | 138 KV | BK-2 | LOAD
38367865 | DAY | 09NORTHR | 138 KV | BK-3 | LOAD
48934037 | DAY | 09OVERLK | 138 KV | BK-5 | LOAD
40243331 | DAY | 09OVERLK | 69 KV | BK-1 | LOAD
40243333 | DAY | 09OVERLK | 69 KV | BK-2 | LOAD
48934039 | DAY | 09QUINCY | 138 KV | BK-2 | LOAD
40243335 | DAY | 09ROSSBG | 69 KV | BK-1 | LOAD
1305122104 | DAY | 09ROSSBG | 69 KV | BK2 | LOAD
40243337 | DAY | 09SIDNEY | 69 KV | BK-1 | LOAD
40243339 | DAY | 09SIDNEY | 69 KV | BK-2 | LOAD
40243341 | DAY | 09SIDNEY | 69 KV | BK-3 | LOAD
32418669 | DAY | 09SIDNEY | 69 KV | DIESEL | GEN
48934043 | DAY | 09SPRING | 138 KV | BK-1 | LOAD
2156110487 | DAY | 09SPRING | 138 KV | HALTERMN | LOAD
40243349 | DAY | 09ST_MRY | 69 KV | BK-2 | LOAD
40243345 | DAY | 09STAUNT | 69 KV | BK-2 | LOAD
40243361 | DAY | 09TREBEI | 69 KV | BK-1 | LOAD
40243363 | DAY | 09TREBEI | 69 KV | BK-2 | LOAD
40243365 | DAY | 09URBANA | 69 KV | BK-1 | LOAD
40243367 | DAY | 09URBANA | 69 KV | BK-2 | LOAD
40243371 | DAY | 09VANDAL | 69 KV | BK-1 | LOAD
40243373 | DAY | 09VANDAL | 69 KV | BK-2 | LOAD
40243375 | DAY | 09VANDAL | 69 KV | BK-4 | LOAD
40243381 | DAY | 09WEBSTR | 69 KV | BK-1 | LOAD
40243383 | DAY | 09WEBSTR | 69 KV | BK-2 | LOAD
40243385 | DAY | 09WEBSTR | 69 KV | BK-3 | LOAD
40243387 | DAY | 09WMANCH | 69 KV | BK-1 | LOAD
40243389 | DAY | 09WMANCH | 69 KV | BK-3 | LOAD
48934053 | DAY | 09WYANA | 138 KV | BK-1 | LOAD
48934055 | DAY | 09WYANB | 138 KV | BK-5 | LOAD
98369953 | DAY | 09YANKEE | 12.5 KV | BK-3LOAD | LOAD
40243905 | DAY | 09YANKEE | 12.5 KV | UN1 | GEN
40243907 | DAY | 09YANKEE | 12.5 KV | UN2 | GEN
40243909 | DAY | 09YANKEE | 12.5 KV | UN3 | GEN
98370467 | DAY | 09YANKEE | 12.5 KV | YANKESP | GEN
40243911 | DAY | 09YANKEE | 13.2 KV | UN4 | GEN
40243913 | DAY | 09YANKEE | 13.2 KV | UN5 | GEN
40243915 | DAY | 09YANKEE | 13.2 KV | UN6 | GEN
40243917 | DAY | 09YANKEE | 13.2 KV | UN7 | GEN
40243391 | DAY | 13829REA | 138 KV | ELOGAN | LOAD
40243395 | DAY | 6619REA | 69 KV | ELIB1 | LOAD
40243397 | DAY | 6619REA | 69 KV | ELIB2 | LOAD
48934019 | DAY | AGA GAS | 138 KV | BK-1 | LOAD
40243401 | DAY | AIRPARK | 69 KV | BK-1 | LOAD
2156113104 | DAY | AIRPORT2 | 138 KV | BK-2 | LOAD
2156113078 | DAY | AIRPORT2 | 138 KV | UNIONSUB | LOAD
1305122335 | DAY | ASAETHNL | 69 KV | ASA | LOAD
2156113899 | DAY | ATLNTA | 69 KV | BUCKEYSP | GEN
2156113997 | DAY | ATLNTA | 69 KV | PICKAWSP | GEN
40243411 | DAY | BELLEFO2 | 69 KV | BK-3 | LOAD
40243413 | DAY | BELLEFO2 | 69 KV | BK-4 | LOAD
40243415 | DAY | BENNER | 69 KV | BK-1 | LOAD
40243417 | DAY | BENNER | 69 KV | BK-2 | LOAD
40243419 | DAY | BLUEJACK | 69 KV | BK-1 | LOAD
40243425 | DAY | BOTKINS | 69 KV | BK-1 | LOAD
40243427 | DAY | BOTKINS | 69 KV | BK-2 | LOAD
40243429 | DAY | BROOKVI3 | 69 KV | BK-1 | LOAD
40243431 | DAY | BROOKVI3 | 69 KV | BK-2 | LOAD
2156114925 | DAY | BURTON2 | 69 KV | BK-2 | LOAD
112586021 | DAY | CAESARCK | 69 KV | HKBK-2LD | LOAD
123900951 | DAY | CAMBLHIL | 69 KV | LOAD | LOAD
40243437 | DAY | CAMDEN1 | 69 KV | BK-2 | LOAD
40243435 | DAY | CAMDEN1 | 69 KV | BK-3 | LOAD
1379258189 | DAY | CARPNTER | 69 KV | BK2 | LOAD
2156111751 | DAY | CARPNTER | 69 KV | BK3 | LOAD
40243439 | DAY | CARROLL2 | 69 KV | BK-1 | LOAD
40243441 | DAY | CARROLL2 | 69 KV | BK-2 | LOAD
40243443 | DAY | CARROLL2 | 69 KV | BK-3 | LOAD
2156114681 | DAY | CASSTOWN | 69 KV | CASSTOWN | LOAD
2156112999 | DAY | CEDARVLL | 69 KV | BK-1 | LOAD
2156113011 | DAY | CEDARVLL | 69 KV | BK-2 | LOAD
40243445 | DAY | CELINA | 69 KV | CEL 1 | LOAD
40243447 | DAY | CELINA | 69 KV | CEL 2 | LOAD
40243449 | DAY | CHICKASA | 69 KV | BK-2 | LOAD
2156114595 | DAY | CIL_ISOT | 69 KV | CIL_ISOT | LOAD
40243451 | DAY | CISCO | 69 KV | BK-2 | LOAD
40243453 | DAY | COOPREA | 69 KV | LOAD | LOAD
2156114138 | DAY | CREEKSID | 138 KV | BK-2 | LOAD
2156114080 | DAY | CREEKSID | 138 KV | BK-3 | LOAD
48934027 | DAY | CROWN | 69 KV | HOOVRBK1 | LOAD
48934029 | DAY | CROWN | 69 KV | HOOVRBK2 | LOAD
112586023 | DAY | CRYSTL | 69 KV | LOAD | LOAD
48934073 | DAY | DARBY | 69 KV | BK-1 | LOAD
48934075 | DAY | DARBY | 69 KV | BK-2 | LOAD
40243455 | DAY | DARBY | 69 KV | GOODYEAR | LOAD
40243457 | DAY | DAYTONMA | 69 KV | BK-1 | LOAD
40243461 | DAY | DAYTONMA | 69 KV | BK-2 | LOAD
40243459 | DAY | DAYTONMA | 69 KV | BK-3 | LOAD
40243463 | DAY | DELCOKET | 69 KV | BK-1 | LOAD
40243465 | DAY | DELCOKET | 69 KV | BK-2 | LOAD
40243467 | DAY | DELCOKET | 69 KV | BK-3 | LOAD
1067162091 | DAY | EAGLE2 | 69 KV | RZ LOAD | LOAD
38367871 | DAY | EAGLEREA | 138 KV | EAGLEREA | LOAD
2156109572 | DAY | EDGEWD | 69 KV | LOAD | LOAD
123900953 | DAY | ELDEAN1 | 138 KV | BK-2 | LOAD
38367873 | DAY | ELDEAN1 | 138 KV | BK-3 | LOAD
40243473 | DAY | ELIBERTY | 69 KV | BK-1 | LOAD
40243475 | DAY | ELIBERTY | 69 KV | BK-2 | LOAD
1439646010 | DAY | ELIBERTY | 69 KV | CAMPUS | LOAD
40243477 | DAY | ENGLEWOO | 69 KV | BK-1 | LOAD
40243479 | DAY | ENGLEWOO | 69 KV | BK-3 | LOAD
40243485 | DAY | FAIRBORN | 69 KV | 6689 | LOAD
40243481 | DAY | FAIRBORN | 69 KV | BK-1 | LOAD
40243483 | DAY | FAIRBORN | 69 KV | BK-2 | LOAD
2156114728 | DAY | FAYETTE2 | 138 KV | 13844 | LOAD
2156114616 | DAY | FAYETTE2 | 138 KV | 13845 | LOAD
2156114759 | DAY | FRANKLI5 | 138 KV | HONDA1 | LOAD
2156114617 | DAY | FRANKLI5 | 138 KV | HONDA2 | LOAD
40243487 | DAY | FTRECOVE | 69 KV | BK-1 | LOAD
40243489 | DAY | FTRECOVE | 69 KV | BK-2 | LOAD
40243491 | DAY | GARAGERD | 69 KV | BK-1 | LOAD
40243493 | DAY | GARAGERD | 69 KV | BK-2 | LOAD
40243495 | DAY | GARAGERD | 69 KV | BK-5 | LOAD
2156110490 | DAY | GEBHART | 138 KV | BK-2 | LOAD
40243497 | DAY | GENERALC | 69 KV | GENERALC | LOAD
40243499 | DAY | GERMANT1 | 69 KV | BK-1 | LOAD
40243501 | DAY | GERMANT1 | 69 KV | BK-2 | LOAD
40243503 | DAY | GETTYSBU | 69 KV | BK-1 | LOAD
40243505 | DAY | GETTYSBU | 69 KV | BK-2 | LOAD
2156112725 | DAY | GHORMLEY | 69 KV | BK-1 | LOAD
40243509 | DAY | GLADYRUN | 69 KV | BK-2 | LOAD
40243507 | DAY | GLADYRUN | 69 KV | BK-3 | LOAD
40243511 | DAY | GRATIS | 69 KV | BK-1 | LOAD
2156114761 | DAY | GREENFIE | 34.5 KV | FAYETTSP | GEN
40243513 | DAY | GREENFIE | 69 KV | BK-1 | LOAD
40243515 | DAY | GREENFIE | 69 KV | BK-2 | LOAD
48934069 | DAY | H ANNA I | 69 KV | ANNA P10 | LOAD
48934071 | DAY | H ANNA I | 69 KV | H ANNA I | LOAD
2156109913 | DAY | HAAS | 138 KV | LOAD | LOAD
48934057 | DAY | HANNA II | 138 KV | HANNA II | LOAD
48934059 | DAY | HANNA II | 138 KV | HONDA | LOAD
2156109571 | DAY | HANNA II | 138 KV | LOAD_K | LOAD
40243517 | DAY | HARRISON | 69 KV | HARRISON | LOAD
40243521 | DAY | HDBINDUS | 69 KV | APTECHNO | LOAD
40243519 | DAY | HDBINDUS | 69 KV | BK-1 | LOAD
2156112099 | DAY | HEC_ENER | 34.5 KV | GEN1SP | GEN
2156112216 | DAY | HEC_ENER | 34.5 KV | GEN2SP | GEN
2156112208 | DAY | HEC_ENER | 34.5 KV | GEN3SP | GEN
2156112113 | DAY | HEC_ENER | 34.5 KV | GEN4SP | GEN
1338422165 | DAY | HOLLINGR | 69 KV | T1 | LOAD
40243523 | DAY | HONDAMAR | 69 KV | LOAD1 | LOAD
40243525 | DAY | HONDAMAR | 69 KV | LOAD2 | LOAD
40243527 | DAY | HONDAMAR | 69 KV | LOAD3 | LOAD
2041961883 | DAY | HONDAWND | 69 KV | T-1 LOAD | LOAD
2041961888 | DAY | HONDAWND | 69 KV | T-2 LOAD | LOAD
123900955 | DAY | HOOVERTP | 69 KV | HOOVER3 | LOAD
40243529 | DAY | HUBERHEI | 69 KV | BK-1 | LOAD
40243531 | DAY | HUBERHEI | 69 KV | BK-2 | LOAD
48934079 | DAY | HUNTSVI2 | 69 KV | BK-1 | LOAD
40243533 | DAY | HURSCHRD | 69 KV | BK-1 | LOAD
40243943 | DAY | HUTCHING | 13.8 KV | HU7 | GEN
40243535 | DAY | HUTCHING | 69 KV | BK-A | LOAD
1107282523 | DAY | INDIANLA | 69 KV | 90601-1 | LOAD
1268563256 | DAY | INDIANLA | 69 KV | BK-1 | LOAD
40243541 | DAY | INDIANLA | 69 KV | BK-2 | LOAD
40243543 | DAY | INDIANLA | 69 KV | BK-3 | LOAD
123900957 | DAY | JACKSONC | 69 KV | BK-2 | LOAD
40243555 | DAY | JACKSONC | 69 KV | BK-3 | LOAD
2156114582 | DAY | JACKSONC | 69 KV | JACKMUNI | LOAD
40243561 | DAY | JAMESTOW | 69 KV | BK-1 | LOAD
40243563 | DAY | JAMESTOW | 69 KV | BK-2 | LOAD
2156113062 | DAY | JASPER2 | 69 KV | BK-1 | LOAD
2156112992 | DAY | JEFFERS2 | 69 KV | BK-1 | LOAD
2156113039 | DAY | JEFFERS2 | 69 KV | BK-2 | LOAD
2156113052 | DAY | JEFFERS2 | 69 KV | BK-3 | LOAD
2156113087 | DAY | JEFFERS2 | 69 KV | MOBILE | LOAD
40243571 | DAY | JOHNSONW | 69 KV | LOAD | LOAD
2156114637 | DAY | KISER | 34.5 KV | CLEARVSP | GEN
40243573 | DAY | KITTYHAW | 69 KV | LOAD | LOAD
2156114644 | DAY | KTH | 69 KV | KTH | LOAD
40243575 | DAY | KUTHERRD | 69 KV | BK-1 | LOAD
1305122334 | DAY | LAKMDWST | 69 KV | LAKE | LOAD
40243577 | DAY | LEWISBUR | 69 KV | BK-1 | LOAD
40243579 | DAY | LEWISBUR | 69 KV | BK-2 | LOAD
40243581 | DAY | LIBERTY | 69 KV | BK-1 | LOAD
40243583 | DAY | LIBERTY | 69 KV | BK-2 | LOAD
1305122242 | DAY | LORAMIE | 69 KV | BK2 | LOAD
40243589 | DAY | MACEDON | 69 KV | MACEDON | LOAD
40243587 | DAY | MACEDON | 69 KV | MARATHON | LOAD
40243591 | DAY | MANNING | 69 KV | BK-1 | LOAD
40243593 | DAY | MANNING | 69 KV | BK-2 | LOAD
1369002242 | DAY | MARATHON | 69 KV | MARATHON | LOAD
40243595 | DAY | MARTIDPL | 69 KV | BK-1 | LOAD
40243597 | DAY | MARTIDPL | 69 KV | BK-2 | LOAD
40243599 | DAY | MARTIDPL | 69 KV | NEWVIENN | LOAD
40243601 | DAY | MARYSVI3 | 69 KV | BK-1 | LOAD
40243603 | DAY | MARYSVI3 | 69 KV | BK-2 | LOAD
40243605 | DAY | MARYSVI3 | 69 KV | WESTMARY | LOAD
40243607 | DAY | MCCARTYV | 69 KV | BK-1 | LOAD
40243609 | DAY | MCCARTYV | 69 KV | BK-2 | LOAD
40243611 | DAY | METALSHR | 69 KV | BK-1 | LOAD
48934083 | DAY | MIDD DAY | 138 KV | BK-1 | LOAD
40243613 | DAY | MIDVALLE | 69 KV | LOAD | LOAD
2156110488 | DAY | MILCREEK | 138 KV | BK-2 | LOAD
106856783 | DAY | MILCREEK | 138 KV | BK-3 | LOAD
40243615 | DAY | MINSTER | 69 KV | LOAD | LOAD
40243617 | DAY | NEWBREME | 69 KV | LOAD | LOAD
1305122261 | DAY | NEWBREME | 69 KV | WMD | LOAD
40243619 | DAY | NEWHOLLA | 69 KV | BK-2 | LOAD
40243621 | DAY | NEWLEBAN | 69 KV | BK-1 | LOAD
40243623 | DAY | NEWLEBAN | 69 KV | BK-2 | LOAD
40243625 | DAY | NEWPORT2 | 69 KV | LOAD | LOAD
40243627 | DAY | NOBLEREA | 69 KV | LOAD | LOAD
1318135705 | DAY | NORMAN | 69 KV | BK1 | LOAD
48934087 | DAY | NORMAN | 69 KV | BK-2 | LOAD
40243629 | DAY | NORTHLAW | 69 KV | BK-2 | LOAD
40243631 | DAY | NWURBANA | 69 KV | LOAD | LOAD
2156113105 | DAY | OCTA | 69 KV | BK-2 | LOAD
2156114672 | DAY | PANTHER2 | 69 KV | BK-1 | LOAD
2156114677 | DAY | PANTHER2 | 69 KV | BK-2 | LOAD
2156114780 | DAY | PANTHER2 | 69 KV | BK-3 | LOAD
40243633 | DAY | PETERSRD | 69 KV | BK-1 | LOAD
40243635 | DAY | PETERSRD | 69 KV | BK-2 | LOAD
40243637 | DAY | PETERSRD | 69 KV | BK-4 | LOAD
40243639 | DAY | PETERSRD | 69 KV | BK-5 | LOAD
40243641 | DAY | PHONETON | 69 KV | BK-1 | LOAD
40243643 | DAY | PHONETON | 69 KV | BK-2 | LOAD
40243645 | DAY | PIQUA3 | 69 KV | LOAD | LOAD
40243647 | DAY | PIQUA4 | 69 KV | LOAD | LOAD
40243649 | DAY | PIQUA5 | 69 KV | LOAD | LOAD
40243653 | DAY | ROBINSO2 | 69 KV | BK-2 | LOAD
40243651 | DAY | ROBINSO2 | 69 KV | BK-3 | LOAD
40243655 | DAY | ROCKFORD | 69 KV | BK-1 | LOAD
40243657 | DAY | ROCKFORD | 69 KV | BK-2 | LOAD
40243659 | DAY | ROSEREA | 69 KV | ROSEHILL | LOAD
40243661 | DAY | RUSSIA | 69 KV | BK-2 | LOAD
40243663 | DAY | SABINA | 69 KV | BK-1 | LOAD
40243665 | DAY | SABINA | 69 KV | BK-2 | LOAD
40243667 | DAY | SALEMDPL | 69 KV | BK-1 | LOAD
40243669 | DAY | SALEMDPL | 69 KV | BK-2 | LOAD
2156112986 | DAY | SCHARLES | 69 KV | BK-2 | LOAD
2156113049 | DAY | SCHARLES | 69 KV | MOBILE | LOAD
1305122290 | DAY | SHARPREA | 69 KV | BK1 | LOAD
61482313 | DAY | SHARPREA | 69 KV | WENNING | GEN
40243671 | DAY | SHILOH2 | 69 KV | BK-1 | LOAD
40243673 | DAY | SHILOH2 | 69 KV | BK-2 | LOAD
1268563365 | DAY | SOUTHTWN | 69 KV | BK-1 | LOAD
1268563366 | DAY | SOUTHTWN | 69 KV | BK-2 | LOAD
1268563364 | DAY | SOUTHTWN | 69 KV | BK-3 | LOAD
40243675 | DAY | SOUTHWE2 | 69 KV | BK-1 | LOAD
40243677 | DAY | SOUTHWEQ | 69 KV | BK-1 | LOAD
40243679 | DAY | SOUTHWEQ | 69 KV | BK-2 | LOAD
2156114612 | DAY | ST_PARIS | 69 KV | BK-2 | LOAD
40243683 | DAY | STILLWAT | 69 KV | BK-2 | LOAD
40243681 | DAY | STILLWAT | 69 KV | BK-3 | LOAD
2156114077 | DAY | STROUT66 | 69 KV | SR66 | LOAD
1107282417 | DAY | TAIT | 12.5 KV | LOAD | LOAD
1107290033 | DAY | TAIT | 4 KV | DIESEL | GEN
48934045 | DAY | TAIT | 69 KV | EAKERBK1 | LOAD
48934047 | DAY | TAIT | 69 KV | EAKERBK2 | LOAD
40243895 | DAY | TAITCT | 13.8 KV | 09T1 | GEN
40243897 | DAY | TAITCT | 13.8 KV | 09T2 | GEN
40243889 | DAY | TAITCT | 13.8 KV | 09T3 | GEN
40243899 | DAY | TAITCT | 13.8 KV | 09T4 | GEN
40243891 | DAY | TAITCT | 13.8 KV | 09T5 | GEN
40243901 | DAY | TAITCT | 13.8 KV | 09T6 | GEN
40243893 | DAY | TAITCT | 13.8 KV | 09T7 | GEN
48934089 | DAY | TEXAS E | 69 KV | TEXAS E | LOAD
40243689 | DAY | TIPPCITY | 69 KV | BK-2 | LOAD
40243691 | DAY | TIPPMUNI | 69 KV | LOAD1 | LOAD
40243693 | DAY | TIPPMUNI | 69 KV | LOAD2 | LOAD
1369002210 | DAY | TREATY | 69 KV | BH2 | LOAD
40243685 | DAY | TREATY | 69 KV | BK-3 | LOAD
40243695 | DAY | TROYDPL | 69 KV | BK-1 | LOAD
40243697 | DAY | TROYDPL | 69 KV | BK-2 | LOAD
40243699 | DAY | VA DPL | 69 KV | LOAD1 | LOAD
40243701 | DAY | VA DPL | 69 KV | LOAD2 | LOAD
40243705 | DAY | VERSAILL | 69 KV | SUB1 | LOAD
40243707 | DAY | VERSAILL | 69 KV | SUB2 | LOAD
40243703 | DAY | VERSAILL | 69 KV | SUB3 | LOAD
40243377 | DAY | WASHIDPL | 69 KV | BK-1 | LOAD
40243379 | DAY | WASHIDPL | 69 KV | BK-2 | LOAD
48934049 | DAY | WATK TAP | 138 KV | WATK UN1 | LOAD
48934051 | DAY | WATK TAP | 138 KV | WATK UN2 | LOAD
40243709 | DAY | WAYNESVI | 69 KV | BK-1 | LOAD
40243711 | DAY | WAYNESVI | 69 KV | BK-2 | LOAD
40243713 | DAY | WEBBRD | 69 KV | BK-2M | LOAD
40243715 | DAY | WILMING2 | 69 KV | BK-1 | LOAD
40243717 | DAY | WILMING2 | 69 KV | BK-2 | LOAD
48934091 | DAY | WILMING2 | 69 KV | COLSTBK1 | LOAD
40243721 | DAY | WMILTON | 69 KV | BK-1 | LOAD
40243723 | DAY | WMILTON | 69 KV | BK-2 | LOAD
40243725 | DAY | WMINGO | 69 KV | WMINGO | LOAD
2156110489 | DAY | WOLFCRK | 69 KV | BK-2 | LOAD
40243727 | DAY | WOODSTOC | 69 KV | BK-2 | LOAD
48934065 | DAY | WRIGHTST | 69 KV | BK1 | LOAD
48934063 | DAY | WRIGHTST | 69 KV | BK2 | LOAD
48934061 | DAY | WSORONA | 69 KV | DARKEREA | LOAD
40243729 | DAY | XENIA | 69 KV | BK-1 | LOAD
40243731 | DAY | XENIA | 69 KV | BK-2 | LOAD
40243733 | DAY | YELLOWSP | 69 KV | BK-1 | LOAD
40243735 | DAY | YELLOWSP | 69 KV | BK-2 | LOAD
123901063 | DEOK | 08ACHLTZ | 69 KV | BK1 | LOAD
123901065 | DEOK | 08ACHLTZ | 69 KV | BK2 | LOAD
123901067 | DEOK | 08AMELIA | 69 KV | BK1 | LOAD
123901069 | DEOK | 08AMELIA | 69 KV | BK2 | LOAD
1084386162 | DEOK | 08ASHLD7 | 138 KV | BK7 | LOAD
119117543 | DEOK | 08ASHLD7 | 138 KV | BK8 | LOAD
119117541 | DEOK | 08ASHLD7 | 138 KV | BK9 | LOAD
119117547 | DEOK | 08BARDAM | 69 KV | LDG | LOAD
119117549 | DEOK | 08BEAVER | 69 KV | LD41 | LOAD
119117551 | DEOK | 08BEAVER | 69 KV | LD42 | LOAD
123901073 | DEOK | 08BERKSH | 69 KV | BK1 | LOAD
123901075 | DEOK | 08BERKSH | 69 KV | BK2 | LOAD
123901071 | DEOK | 08BLARVL | 69 KV | BK1 | LOAD
119117553 | DEOK | 08BRIGT3 | 69 KV | BK3 | LOAD
119117555 | DEOK | 08BRIGT3 | 69 KV | BK4 | LOAD
119117557 | DEOK | 08BROWER | 69 KV | LD1 | LOAD
1305124333 | DEOK | 08BROWN | 138 KV | TB2 | LOAD
1388614666 | DEOK | 08BROWN | 33 KV | BROWNLF | GEN
123901079 | DEOK | 08BROWN | 33 KV | LD1 | LOAD
123901077 | DEOK | 08BROWN | 69 KV | 41 | LOAD
123901081 | DEOK | 08BURNS | 69 KV | LD1 | LOAD
1268565991 | DEOK | 08CANAL | 69 KV | TB1 LD | LOAD
123901083 | DEOK | 08CCALF | 69 KV | LD1 | LOAD
123901085 | DEOK | 08CCALF | 69 KV | LD2 | LOAD
123901087 | DEOK | 08CCALF | 69 KV | LD3 | LOAD
123901089 | DEOK | 08CCALF | 69 KV | LD4 | LOAD
119117559 | DEOK | 08CLRYVL | 69 KV | LD1 | LOAD
119117561 | DEOK | 08CLRYVL | 69 KV | LD2 | LOAD
119117563 | DEOK | 08CLRYVL | 69 KV | LD3 | LOAD
119117565 | DEOK | 08CNSTNC | 138 KV | BK2 | LOAD
119117567 | DEOK | 08CNSTNC | 69 KV | BK1 | LOAD
119117569 | DEOK | 08CNTRAL | 69 KV | BK1 | LOAD
119117571 | DEOK | 08CNTRAL | 69 KV | BK2 | LOAD
119117573 | DEOK | 08COLDSP | 138 KV | BK1 | LOAD
119117575 | DEOK | 08COLDSP | 69 KV | LD9 | LOAD
119117577 | DEOK | 08COOPER | 138 KV | BK2 | LOAD
119117579 | DEOK | 08CRITDN | 69 KV | LD41 | LOAD
119117581 | DEOK | 08CRITDN | 69 KV | LD42 | LOAD
123901091 | DEOK | 08CRLISL | 13.2 KV | LD2 | LOAD
123901093 | DEOK | 08CRYSTL | 69 KV | LD1 | LOAD
119117583 | DEOK | 08D_JSPH | 69 KV | LD1 | LOAD
119117585 | DEOK | 08DECRSY | 69 KV | LD3 | LOAD
119117587 | DEOK | 08DELHI | 69 KV | BK3 | LOAD
119117589 | DEOK | 08DIXIE | 69 KV | BK1 | LOAD
119117591 | DEOK | 08DIXIE | 69 KV | BK2 | LOAD
1666107401 | DEOK | 08DIXIE | 69 KV | TB4 | LOAD
119117593 | DEOK | 08DRYCRK | 69 KV | LD1 | LOAD
119117595 | DEOK | 08EBNZR5 | 138 KV | BK3 | LOAD
2156110189 | DEOK | 08EBNZR5 | 138 KV | BK6 | LOAD
119117597 | DEOK | 08EBNZR5 | 69 KV | BK1 | LOAD
119117599 | DEOK | 08EBNZR5 | 69 KV | BK4 | LOAD
119117603 | DEOK | 08EMRYIN | 69 KV | LD1 | LOAD
123901095 | DEOK | 08EMWOD1 | 13.2 KV | LD6 | LOAD
119117605 | DEOK | 08EMWOD1 | 138 KV | BK7 | LOAD
2156115010 | DEOK | 08EMWOD1 | 138 KV | TB8 | LOAD
2156115013 | DEOK | 08EMWOD1 | 69 KV | TB10 | LOAD
2156115101 | DEOK | 08EMWOD1 | 69 KV | TB9 | LOAD
119117609 | DEOK | 08EVNDL2 | 138 KV | GE4 | LOAD
119117607 | DEOK | 08EVNDL2 | 138 KV | GE5 | LOAD
119117613 | DEOK | 08EVNDL2 | 138 KV | GE6 | LOAD
119117611 | DEOK | 08EVNDL2 | 138 KV | GE7 | LOAD
1218908543 | DEOK | 08EVNDL2 | 138 KV | GE8 | LOAD
123901097 | DEOK | 08EVNDL2 | 33 KV | LD1 | LOAD
123901099 | DEOK | 08FARFAX | 69 KV | BK2 | LOAD
123901101 | DEOK | 08FARFAX | 69 KV | BK3 | LOAD
2155501944 | DEOK | 08FARFAX | 69 KV | BK4 | LOAD
123901103 | DEOK | 08FELCTY | 69 KV | LD1 | LOAD
123901105 | DEOK | 08FELCTY | 69 KV | LD2 | LOAD
119117617 | DEOK | 08FERGSN | 69 KV | BK1 | LOAD
119117619 | DEOK | 08FERGSN | 69 KV | BK2 | LOAD
119117649 | DEOK | 08FRFLD1 | 138 KV | BK1 | LOAD
119117651 | DEOK | 08FRFLD1 | 138 KV | BK3 | LOAD
119117653 | DEOK | 08FRFLD1 | 138 KV | BK4 | LOAD
119117655 | DEOK | 08FRFLD1 | 138 KV | BK6 | LOAD
123901107 | DEOK | 08FRFLD1 | 33 KV | LD2 | LOAD
123901109 | DEOK | 08GASTON | 69 KV | LD1 | LOAD
123901111 | DEOK | 08GEOTWN | 69 KV | LD4 | LOAD
119117657 | DEOK | 08GRANT | 69 KV | LD41 | LOAD
119117659 | DEOK | 08GRANT | 69 KV | LD42 | LOAD
119117661 | DEOK | 08HALL1 | 138 KV | BK1 | LOAD
119117663 | DEOK | 08HALL1 | 138 KV | BK2 | LOAD
123901113 | DEOK | 08HAMLET | 69 KV | LD1 | LOAD
123901115 | DEOK | 08HAMLET | 69 KV | LD2 | LOAD
119117667 | DEOK | 08IVYDL1 | 69 KV | BK1 | LOAD
119117669 | DEOK | 08IVYDL1 | 69 KV | BK2 | LOAD
119117671 | DEOK | 08IVYDL1 | 69 KV | BK4 | LOAD
119117673 | DEOK | 08JHSNCN | 69 KV | LD1 | LOAD
119117675 | DEOK | 08KNTWTR | 69 KV | LD1 | LOAD
119117677 | DEOK | 08LAKEVW | 69 KV | LD1 | LOAD
119117679 | DEOK | 08LMABRG | 69 KV | LD1 | LOAD
119117681 | DEOK | 08LMABRG | 69 KV | LD2 | LOAD
119117683 | DEOK | 08LMABRG | 69 KV | LD3 | LOAD
123901117 | DEOK | 08LNWOOD | 69 KV | BK1 | LOAD
123901119 | DEOK | 08LNWOOD | 69 KV | BK2 | LOAD
123901129 | DEOK | 08M0NROE | 69 KV | LD41 | LOAD
123901131 | DEOK | 08M0NROE | 69 KV | LD42 | LOAD
123901133 | DEOK | 08M0NROE | 69 KV | LD43 | LOAD
119117685 | DEOK | 08MACK1 | 69 KV | BK2 | LOAD
1067164197 | DEOK | 08MACK1 | 69 KV | BK3 | LOAD
123901121 | DEOK | 08MARKLY | 69 KV | BK1 | LOAD
123901123 | DEOK | 08MARKLY | 69 KV | BK2 | LOAD
123901125 | DEOK | 08MARKLY | 69 KV | BK3 | LOAD
119117687 | DEOK | 08MARSHL | 69 KV | LD1 | LOAD
123901127 | DEOK | 08MCMANN | 69 KV | 41 | LOAD
119117689 | DEOK | 08MIDVAL | 69 KV | LD1 | LOAD
119117691 | DEOK | 08MONSTW | 69 KV | LD66A | LOAD
119117693 | DEOK | 08MONSTW | 69 KV | LD66B | LOAD
123901135 | DEOK | 08MOSCOW | 69 KV | LD2 | LOAD
123901137 | DEOK | 08MTWASH | 69 KV | LD1 | LOAD
119117695 | DEOK | 08NEUMAN | 69 KV | LD41 | LOAD
119117697 | DEOK | 08NEUMAN | 69 KV | LD42 | LOAD
123901139 | DEOK | 08NICHOL | 69 KV | BK1 | LOAD
123901141 | DEOK | 08NICHOL | 69 KV | BK2 | LOAD
123901143 | DEOK | 08NRCHMD | 69 KV | BK1 | LOAD
1552834231 | DEOK | 08NRCHMD | 69 KV | BK2 | LOAD
119117699 | DEOK | 08NWPTST | 69 KV | LDG | LOAD
1869184162 | DEOK | 08OAKLEY | 138 KV | BK1 | LOAD
119117703 | DEOK | 08OAKLEY | 138 KV | BK14 | LOAD
1869184160 | DEOK | 08OAKLEY | 138 KV | BK4 | LOAD
119117701 | DEOK | 08OAKLEY | 138 KV | BK7 | LOAD
123901145 | DEOK | 08OAKLEY | 69 KV | BK5 | LOAD
123901147 | DEOK | 08OAKLEY | 69 KV | LD11 | LOAD
123901153 | DEOK | 08OLIVE | 69 KV | BK1 | LOAD
2155501946 | DEOK | 08OLIVE | 69 KV | BK2 | LOAD
123901337 | DEOK | 08PISGAH | 69 KV | LD41 | LOAD
123901339 | DEOK | 08PISGAH | 69 KV | LD42 | LOAD
123901341 | DEOK | 08PISGAH | 69 KV | LD43 | LOAD
123901343 | DEOK | 08PISGAH | 69 KV | LD44 | LOAD
119117705 | DEOK | 08PRICHL | 69 KV | BK4 | LOAD
119117707 | DEOK | 08PRICHL | 69 KV | BK5 | LOAD
119117709 | DEOK | 08RCHWOD | 69 KV | LD41 | LOAD
119117711 | DEOK | 08RCHWOD | 69 KV | LD42 | LOAD
119117713 | DEOK | 08RCHWOD | 69 KV | LD43 | LOAD
2156113908 | DEOK | 08RCHWOD | 69 KV | LD44 | LOAD
1369004397 | DEOK | 08RYBOLT | 69 KV | LD1 | LOAD
119117715 | DEOK | 08RYBOLT | 69 KV | LD2 | LOAD
119117717 | DEOK | 08SAYLPK | 69 KV | LD1 | LOAD
123901155 | DEOK | 08SBETHL | 69 KV | BK1 | LOAD
123901157 | DEOK | 08SBETHL | 69 KV | BK3 | LOAD
123901161 | DEOK | 08SENCO | 69 KV | LD2 | LOAD
119117721 | DEOK | 08SMRSD1 | 138 KV | BK3 | LOAD
119117719 | DEOK | 08SMRSD1 | 138 KV | BK5 | LOAD
2156113923 | DEOK | 08SMRSD1 | 33 KV | LD_2 | LOAD
2156113887 | DEOK | 08SMRSD1 | 69 KV | LD_1 | LOAD
123901169 | DEOK | 08SUTTON | 69 KV | LD2 | LOAD
123901171 | DEOK | 08TBSCO1 | 13.2 KV | LD5 | LOAD
119117727 | DEOK | 08TBSCO1 | 138 KV | BK1 | LOAD
119117723 | DEOK | 08TBSCO1 | 138 KV | BK3 | LOAD
119117725 | DEOK | 08TBSCO1 | 138 KV | BK4 | LOAD
119117729 | DEOK | 08UNION | 138 KV | BK1 | LOAD
123901173 | DEOK | 08UNION | 69 KV | LD9 | LOAD
119117731 | DEOK | 08VERONA | 69 KV | LD1 | LOAD
2155501947 | DEOK | 08VERONA | 69 KV | LD2 | LOAD
119117733 | DEOK | 08VILLA1 | 69 KV | BK1 | LOAD
119117735 | DEOK | 08VILLA1 | 69 KV | BK2 | LOAD
2156109357 | DEOK | 08VILLA1 | 69 KV | BK4 | LOAD
119117737 | DEOK | 08WARREN | 138 KV | BK3 | LOAD
123901175 | DEOK | 08WARREN | 69 KV | LD650 | LOAD
2156114658 | DEOK | 08WHITWR | 69 KV | LD3 | LOAD
119117741 | DEOK | 08WHITWR | 69 KV | LD41 | LOAD
123901177 | DEOK | 08WITHAM | 69 KV | LD1 | LOAD
123901179 | DEOK | 08WITHAM | 69 KV | LD2 | LOAD
123901181 | DEOK | 08WITHAM | 69 KV | LD3 | LOAD
123901183 | DEOK | 08WITHAM | 69 KV | LD4 | LOAD
119117747 | DEOK | 08WLDER1 | 13.2 KV | LD1 | LOAD
119117749 | DEOK | 08WLDER1 | 13.2 KV | LD2 | LOAD
119117743 | DEOK | 08WLDER1 | 138 KV | LD3 | LOAD
119117745 | DEOK | 08WLDER1 | 138 KV | LD4 | LOAD
2156110525 | DEOK | AERO1 | 138 KV | LOAD1 | LOAD
2156110524 | DEOK | AERO1 | 138 KV | LOAD2 | LOAD
2156110523 | DEOK | AERO1 | 138 KV | LOAD3 | LOAD
2156110526 | DEOK | AERO1 | 138 KV | LOAD4 | LOAD
2156109603 | DEOK | AKSTL602 | 138 KV | 602LD1 | LOAD
2156109602 | DEOK | AKSTL602 | 138 KV | 602LD2 | LOAD
2156109600 | DEOK | AKSTL606 | 138 KV | BK25 | LOAD
2156109601 | DEOK | AKSTL606 | 138 KV | BK26 | LOAD
119117751 | DEOK | ALEX_SO | 69 KV | LD41 | LOAD
123901185 | DEOK | ALLEND | 69 KV | BK1 | LOAD
2156110192 | DEOK | ALLEND | 69 KV | BK2 | LOAD
123901187 | DEOK | AMANDA | 69 KV | LD1 | LOAD
119117755 | DEOK | ARMCO_1C | 138 KV | BK17 | LOAD
119117757 | DEOK | ARMCO_1C | 138 KV | BK18 | LOAD
123901189 | DEOK | ARMCO_MP | 69 KV | LD1 | LOAD
119117753 | DEOK | ATLAS | 69 KV | LD1 | LOAD
119117759 | DEOK | AUGTINE | 138 KV | BK1 | LOAD
1666107547 | DEOK | AUGTINE | 138 KV | BK3 | LOAD
119117761 | DEOK | AUGTINE | 138 KV | BK5 | LOAD
123901191 | DEOK | AVON_DK | 69 KV | LD1 | LOAD
123901193 | DEOK | AVON_DK | 69 KV | LD2 | LOAD
119117763 | DEOK | BECKET | 138 KV | BK1 | LOAD
1207075158 | DEOK | BECKJORD | 13.8 KV | BECKBT1 | GEN
119117783 | DEOK | BELVUE | 138 KV | BK1 | LOAD
119117785 | DEOK | BELVUE | 138 KV | BK2 | LOAD
2156114283 | DEOK | BETHELMA | 34.5 KV | NESTWDSP | GEN
119117787 | DEOK | BETHNY | 138 KV | BK1 | LOAD
119117793 | DEOK | BETHNY | 138 KV | BK2 | LOAD
119117789 | DEOK | BETHNY | 138 KV | BK3 | LOAD
119117791 | DEOK | BETHNY | 138 KV | BK4 | LOAD
123901197 | DEOK | BU_COLRN | 69 KV | LD1 | LOAD
123901199 | DEOK | BU_JACKB | 69 KV | LD1 | LOAD
123901201 | DEOK | BU_LAYHG | 69 KV | LD1 | LOAD
123901203 | DEOK | BU_MILFD | 69 KV | LD1 | LOAD
123901205 | DEOK | BU_MILL | 69 KV | LD1 | LOAD
123901207 | DEOK | BU_OXFRD | 69 KV | LD1 | LOAD
123901209 | DEOK | BU_ROSS | 69 KV | LD1 | LOAD
123901211 | DEOK | BU_STILL | 69 KV | LD1 | LOAD
123901213 | DEOK | BU_TODD | 69 KV | LD1 | LOAD
123901215 | DEOK | BU_TOLBT | 69 KV | LD1 | LOAD
123901217 | DEOK | BU_WALEX | 69 KV | LD1 | LOAD
119117797 | DEOK | BUFFINGT | 138 KV | BK3 | LOAD
119117799 | DEOK | BUFFINGT | 138 KV | BK4 | LOAD
119117795 | DEOK | BUFFINGT | 138 KV | BK7 | LOAD
123901219 | DEOK | C_OF_LEB | 69 KV | LD1 | LOAD
119117803 | DEOK | CEDARVIL | 138 KV | BK1 | LOAD
119117805 | DEOK | CEDARVIL | 138 KV | BK2 | LOAD
119117807 | DEOK | CHARLES | 138 KV | BK10 | LOAD
119117809 | DEOK | CHARLES | 138 KV | BK11 | LOAD
119117811 | DEOK | CHARLES | 138 KV | BK12 | LOAD
119117813 | DEOK | CHARLES | 138 KV | BK13 | LOAD
123901221 | DEOK | CHESTER1 | 69 KV | BK1 | LOAD
123901223 | DEOK | CHESTER1 | 69 KV | BK2 | LOAD
2156112919 | DEOK | CITYHAML | 11 KV | JV2 | GEN
2156114888 | DEOK | CITYHAML | 138 KV | T112-113 | LOAD
2156114923 | DEOK | CITYHAML | 138 KV | T114-115 | LOAD
2156114959 | DEOK | CITYHAML | 138 KV | T132-133 | LOAD
2156114917 | DEOK | CITYHAML | 138 KV | T134-135 | LOAD
2156115118 | DEOK | CITYHAML | 138 KV | T4142 | LOAD
2156115104 | DEOK | CITYHAML | 138 KV | T4344 | LOAD
2156115006 | DEOK | CITYHAML | 138 KV | T5142 | LOAD
2156115097 | DEOK | CITYHAML | 138 KV | T5354 | LOAD
2156112828 | DEOK | CITYHAML | 69 KV | 69LD1 | LOAD
2156112820 | DEOK | CITYHAML | 69 KV | G5 | GEN
2156112916 | DEOK | CITYHAML | 69 KV | G7 | GEN
2156112870 | DEOK | CITYHAML | 69 KV | G8 | GEN
2156112726 | DEOK | CITYHAML | 69 KV | G9 | GEN
2156112759 | DEOK | CITYHAML | 69 KV | GT2 | GEN
1775817613 | DEOK | CLB_DEOK | 138 KV | BANK1 | LOAD
119117815 | DEOK | CLINTONC | 138 KV | BK1 | LOAD
1305131573 | DEOK | CLINTONC | 138 KV | CLNTONBS | GEN
119117817 | DEOK | CORNELL | 138 KV | BK1 | LOAD
119117819 | DEOK | CORNELL | 138 KV | BK3 | LOAD
119117821 | DEOK | CORNELL | 138 KV | BK4 | LOAD
119117823 | DEOK | COVNGTN | 69 KV | BK1 | LOAD
1552834343 | DEOK | COVNGTN | 69 KV | BK2 | LOAD
119117825 | DEOK | CRESCNT | 138 KV | BK1 | LOAD
119117827 | DEOK | CRESCNT | 138 KV | BK2 | LOAD
1268565732 | DEOK | CRESCNT | 138 KV | BK3 | LOAD
119117831 | DEOK | CUMMIVL | 138 KV | BK1 | LOAD
119117829 | DEOK | CUMMIVL | 138 KV | BK2 | LOAD
119117833 | DEOK | CWW_BOON | 69 KV | LD1 | LOAD
119118255 | DEOK | D_C_GEN | 13 KV | CT1 | GEN
119118257 | DEOK | D_C_GEN | 13 KV | CT3 | GEN
119118259 | DEOK | D_C_GEN | 13 KV | CT4 | GEN
119118261 | DEOK | D_C_GEN | 13 KV | CT5 | GEN
123901225 | DEOK | D_C_GEN | 69 KV | BK1 | LOAD
123901227 | DEOK | DAY_TECH | 69 KV | LD1 | LOAD
119117835 | DEOK | DAYTON76 | 138 KV | BK1 | LOAD
119117837 | DEOK | DEER_PRK | 138 KV | BK1 | LOAD
119117841 | DEOK | DEER_PRK | 138 KV | BK2 | LOAD
119117839 | DEOK | DEER_PRK | 138 KV | BK3 | LOAD
119117843 | DEOK | DEER_PRK | 138 KV | BK5 | LOAD
119117845 | DEOK | DIMMICK | 138 KV | BK1 | LOAD
119117847 | DEOK | DIMMICK | 138 KV | BK2 | LOAD
119117849 | DEOK | DONALDSN | 138 KV | BK1 | LOAD
119117851 | DEOK | DONALDSN | 138 KV | BK2 | LOAD
2155501949 | DEOK | DONALDSN | 138 KV | BK3 | LOAD
2155501948 | DEOK | DONALDSN | 138 KV | BK4 | LOAD
119117853 | DEOK | DOWNING | 69 KV | BK1 | LOAD
119117855 | DEOK | DOWNING | 69 KV | BK2 | LOAD
119117857 | DEOK | DRY_RIDG | 69 KV | BK1 | LOAD
2156111835 | DEOK | DRY_RIDG | 69 KV | BK3 | LOAD
119117859 | DEOK | EASTWOOD | 138 KV | BK2 | LOAD
112586111 | DEOK | EBEND | 20 KV | AUX2A | LOAD
112586113 | DEOK | EBEND | 20 KV | AUX2B | LOAD
112586115 | DEOK | EBEND | 20 KV | AUX2C | LOAD
123901537 | DEOK | EBEND | 20 KV | EB2 | GEN
123901539 | DEOK | EBEND | 20 KV | EB2_D | GEN
38367965 | DEOK | EBEND | 20 KV | G2 | GEN
2156109777 | DEOK | EBEND | 20 KV | MISOM2M9 | GEN
1084386398 | DEOK | EBEND | 345 KV | TB11 | LOAD
1084386399 | DEOK | EBEND | 345 KV | TB12 | LOAD
119117621 | DEOK | EK_SMITH | 69 KV | LD1 | LOAD
119117623 | DEOK | EK_SMITH | 69 KV | LD2 | LOAD
119117625 | DEOK | EMPIRE | 69 KV | LD41 | LOAD
119117627 | DEOK | EMPIRE | 69 KV | LD42 | LOAD
1305124809 | DEOK | ENYART | 138 KV | TB1 | LOAD
119117629 | DEOK | ERLAN_GP | 69 KV | LD1 | LOAD
119117635 | DEOK | FELDMAN | 138 KV | BK1 | LOAD
119117631 | DEOK | FELDMAN | 138 KV | BK2 | LOAD
119117633 | DEOK | FELDMAN | 138 KV | BK3 | LOAD
119117637 | DEOK | FINNEYTN | 138 KV | BK1 | LOAD
119117641 | DEOK | FINNEYTN | 138 KV | BK2 | LOAD
119117639 | DEOK | FINNEYTN | 138 KV | BK4 | LOAD
119117643 | DEOK | FLORNCE | 138 KV | BK1 | LOAD
119117647 | DEOK | FLORNCE | 138 KV | BK2 | LOAD
119117645 | DEOK | FLORNCE | 138 KV | BK4 | LOAD
119117861 | DEOK | FORD_BAT | 138 KV | LD1 | LOAD
119117863 | DEOK | FORD_BAT | 138 KV | LD2 | LOAD
123901229 | DEOK | FORD_SH | 69 KV | BK1 | LOAD
123901231 | DEOK | FORD_SH | 69 KV | BK2 | LOAD
123901233 | DEOK | FORD_SH | 69 KV | BK3 | LOAD
123901235 | DEOK | FRANKLAN | 69 KV | BK5 | LOAD
123901237 | DEOK | FRANKLAN | 69 KV | BK6 | LOAD
2156112494 | DEOK | GEN_MILL | 69 KV | LD1 | LOAD
2156112435 | DEOK | GEN_MILL | 69 KV | LD2 | LOAD
123901241 | DEOK | GILMORE | 69 KV | LD1 | LOAD
123901243 | DEOK | GILMORE | 69 KV | LD2 | LOAD
123901245 | DEOK | GLENDALE | 69 KV | LD41 | LOAD
123901247 | DEOK | GLENDALE | 69 KV | LD42 | LOAD
123901249 | DEOK | GLENDALE | 69 KV | LD43 | LOAD
123901251 | DEOK | GLENDALE | 69 KV | LD44 | LOAD
119117865 | DEOK | GLNVIEW | 138 KV | BK1 | LOAD
119117867 | DEOK | GLNVIEW | 138 KV | BK3 | LOAD
119117869 | DEOK | GLNVIEW | 138 KV | BK4 | LOAD
119117871 | DEOK | GOLF_MNR | 138 KV | BK2 | LOAD
1869184557 | DEOK | GOODWIN | 69 KV | LOAD | LOAD
2156115910 | DEOK | GREENTRE | 69 KV | LD41 | LOAD
2156112166 | DEOK | HALFACRE | 138 KV | BK1LOAD | LOAD
119117873 | DEOK | HANDS | 138 KV | BK1 | LOAD
119117875 | DEOK | HANDS | 138 KV | BK2 | LOAD
119117877 | DEOK | HEBRON1 | 138 KV | TB1 | LOAD
119117879 | DEOK | HEBRON1 | 138 KV | TB2 | LOAD
119117883 | DEOK | HENKEL | 138 KV | BK1 | LOAD
119117885 | DEOK | HENKEL | 138 KV | BK2 | LOAD
1268565782 | DEOK | HENSLEY | 69 KV | BK1 | LOAD
123901253 | DEOK | HENSLEY | 69 KV | BK2 | LOAD
1268565781 | DEOK | HENSLEY | 69 KV | STA SERV | LOAD
119117887 | DEOK | HILCRST2 | 138 KV | BK1 | LOAD
2156110625 | DEOK | HILCRST2 | 34.5 KV | HLCRS1SP | GEN
123901255 | DEOK | HUNTERDK | 69 KV | BK1 | LOAD
119117891 | DEOK | HUSTON | 138 KV | BK1 | LOAD
123901265 | DEOK | JAKSN_DK | 69 KV | BK3 | LOAD
123901267 | DEOK | JAKSN_DK | 69 KV | BK4 | LOAD
123901261 | DEOK | JAKSN_DK | 69 KV | LD1 | LOAD
123901263 | DEOK | JAKSN_DK | 69 KV | LD2 | LOAD
119117893 | DEOK | KEMPER | 138 KV | BK1 | LOAD
119117895 | DEOK | KEMPER | 138 KV | BK5 | LOAD
2156114656 | DEOK | KENNEL | 69 KV | XFMR1 | LOAD
119117897 | DEOK | KENTON | 69 KV | BK1 | LOAD
119117899 | DEOK | KENTON | 69 KV | BK3 | LOAD
123901269 | DEOK | KING_MIL | 69 KV | BK1 | LOAD
123901271 | DEOK | KING_MIL | 69 KV | LD41 | LOAD
119117901 | DEOK | KLEEMAN | 138 KV | BK1 | LOAD
119117905 | DEOK | KLEEMAN | 138 KV | BK2 | LOAD
119117903 | DEOK | KLEEMAN | 138 KV | BK3 | LOAD
123901273 | DEOK | KROG_GLN | 69 KV | LD1 | LOAD
123901275 | DEOK | KROG_GLN | 69 KV | LD2 | LOAD
123901277 | DEOK | KROG_GLN | 69 KV | LD3 | LOAD
119117907 | DEOK | KY_UNIV | 138 KV | BK2 | LOAD
119117909 | DEOK | KY_UNIV | 138 KV | BK4 | LOAD
119117911 | DEOK | LAFARGE | 138 KV | BK1 | LOAD
119117917 | DEOK | LAMB_TEC | 69 KV | LD1 | LOAD
2156110522 | DEOK | LANDEN | 69 KV | BK1 | LOAD
119117915 | DEOK | LATERAL | 138 KV | BK7 | LOAD
119117913 | DEOK | LATERAL | 138 KV | BK8 | LOAD
119117919 | DEOK | LEVI_STR | 69 KV | LDA | LOAD
119117921 | DEOK | LEVI_STR | 69 KV | LDB | LOAD
1292909327 | DEOK | LIBERTYD | 69 KV | BK 2 | LOAD
123901279 | DEOK | LIBERTYD | 69 KV | BK1 | LOAD
2156114652 | DEOK | LITTON | 69 KV | XFMR1 | LOAD
2156114762 | DEOK | LITTON | 69 KV | XFMR2 | LOAD
123901281 | DEOK | LNCOLN2 | 69 KV | BK3 | LOAD
123901283 | DEOK | LNCOLN2 | 69 KV | BK4 | LOAD
2156116028 | DEOK | LOCUST | 69 KV | LD1 | LOAD
123901285 | DEOK | LOCUST | 69 KV | LD3 | LOAD
123901287 | DEOK | LOCUST | 69 KV | LD4 | LOAD
123901291 | DEOK | LOCUST | 69 KV | LD42 | LOAD
123901289 | DEOK | LOCUST | 69 KV | LD5 | LOAD
123901293 | DEOK | LSRDSVLE | 69 KV | BK1 | LOAD
1067169888 | DEOK | MADISON1 | 13.8 KV | CT-1 | GEN
1067169889 | DEOK | MADISON1 | 13.8 KV | CT-2 | GEN
1067169890 | DEOK | MADISON1 | 13.8 KV | CT-3 | GEN
1067169891 | DEOK | MADISON1 | 13.8 KV | CT-4 | GEN
1067169892 | DEOK | MADISON1 | 13.8 KV | CT-5 | GEN
1067169893 | DEOK | MADISON1 | 13.8 KV | CT-6 | GEN
1067169894 | DEOK | MADISON1 | 13.8 KV | CT-7 | GEN
1067169895 | DEOK | MADISON1 | 13.8 KV | CT-8 | GEN
119117925 | DEOK | MAINEVIL | 138 KV | BK1 | LOAD
2156110521 | DEOK | MAINEVIL | 138 KV | BK2 | LOAD
119117927 | DEOK | MAPLKNOL | 138 KV | BK1 | LOAD
119117929 | DEOK | MAPLKNOL | 138 KV | BK2 | LOAD
123901299 | DEOK | MCGUFFEY | 69 KV | LD4 | LOAD
123901301 | DEOK | MCGUFFEY | 69 KV | LD5 | LOAD
1123180604 | DEOK | MELDDAM | 13.8 KV | GEN_1 | GEN
1123180605 | DEOK | MELDDAM | 13.8 KV | GEN_2 | GEN
1123180606 | DEOK | MELDDAM | 13.8 KV | GEN_3 | GEN
1123174347 | DEOK | MELDDAM | 13.8 KV | SS1 | LOAD
1123174348 | DEOK | MELDDAM | 13.8 KV | SS2 | LOAD
123901303 | DEOK | MERRELL | 69 KV | LD1 | LOAD
123901305 | DEOK | MERRELL | 69 KV | LD2 | LOAD
119117931 | DEOK | METR_SEW | 138 KV | BK1 | LOAD
119117933 | DEOK | METR_SEW | 138 KV | BK2 | LOAD
119118265 | DEOK | MIAMIFOR | 13.2 KV | CT3 | GEN
119118267 | DEOK | MIAMIFOR | 13.2 KV | CT4 | GEN
119118269 | DEOK | MIAMIFOR | 13.2 KV | CT5 | GEN
119118271 | DEOK | MIAMIFOR | 13.2 KV | CT6 | GEN
119117951 | DEOK | MIAMIFOR | 13.2 KV | TB10 | LOAD
119117943 | DEOK | MIAMIFOR | 138 KV | 7-8F | LOAD
119117941 | DEOK | MIAMIFOR | 138 KV | 7-8G | LOAD
57967669 | DEOK | MIAMIFOR | 138 KV | GENDUMMY | GEN
119117935 | DEOK | MIAMIFOR | 138 KV | TB16 | LOAD
119117937 | DEOK | MIAMIFOR | 138 KV | TB7C | LOAD
119117939 | DEOK | MIAMIFOR | 138 KV | TB8C | LOAD
119118263 | DEOK | MIAMIFOR | 18 KV | G6 | GEN
119117949 | DEOK | MIAMIFOR | 18 KV | TB6 | LOAD
38367967 | DEOK | MIAMIFOR | 22 KV | G7 | GEN
38367969 | DEOK | MIAMIFOR | 22 KV | G8 | GEN
112586119 | DEOK | MIAMIFOR | 22 KV | LD7 | LOAD
112586117 | DEOK | MIAMIFOR | 22 KV | LD8 | LOAD
123901545 | DEOK | MIAMIFOR | 22 KV | MI7_D | GEN
123901543 | DEOK | MIAMIFOR | 22 KV | MI8 | GEN
119117945 | DEOK | MIAMIFOR | 69 KV | BK19 | LOAD
123901307 | DEOK | MICA | 69 KV | LD1 | LOAD
123901309 | DEOK | MIDD_OXY | 69 KV | LD1 | LOAD
123901311 | DEOK | MIDD_SEW | 69 KV | LD1 | LOAD
1869196082 | DEOK | MIDLTWN2 | 18 KV | MIDDLTST | GEN
1869184556 | DEOK | MIDLTWN2 | 21 KV | LOAD | LOAD
1869196085 | DEOK | MIDLTWN2 | 21 KV | MIDDLTCT | GEN
123901313 | DEOK | MIDTOWN | 69 KV | BK4 | LOAD
119117953 | DEOK | MIDWAY2 | 138 KV | BK1 | LOAD
119117955 | DEOK | MIDWAY2 | 138 KV | BK2 | LOAD
123901315 | DEOK | MILA_LEB | 69 KV | LD1 | LOAD
123901317 | DEOK | MILLER1 | 69 KV | BK1 | LOAD
123901319 | DEOK | MILLER1 | 69 KV | BK2 | LOAD
119117959 | DEOK | MILLIKIN | 138 KV | BK1 | LOAD
119117957 | DEOK | MILLIKIN | 138 KV | BK2 | LOAD
123901321 | DEOK | MILVIL | 69 KV | LD41 | LOAD
123901323 | DEOK | MILVIL | 69 KV | LD42 | LOAD
119117961 | DEOK | MITCHCGE | 13.2 KV | LD3 | LOAD
123901295 | DEOK | MNCHSTRD | 69 KV | BK1 | LOAD
123901297 | DEOK | MNCHSTRD | 69 KV | BK2 | LOAD
119117963 | DEOK | MONTGMRY | 138 KV | BK1 | LOAD
119117967 | DEOK | MONTGMRY | 138 KV | BK2 | LOAD
119117965 | DEOK | MONTGMRY | 138 KV | BK3 | LOAD
119117969 | DEOK | MRGAN | 138 KV | BK1 | LOAD
119117971 | DEOK | MRGAN | 138 KV | BK2 | LOAD
119117973 | DEOK | MT_HELTY | 138 KV | BK1 | LOAD
119117975 | DEOK | MT_HELTY | 138 KV | BK2 | LOAD
119117977 | DEOK | MT_ZION1 | 138 KV | BK1 | LOAD
2156109358 | DEOK | MT_ZION1 | 138 KV | BK2 | LOAD
119117979 | DEOK | MULHAUSR | 138 KV | BK1 | LOAD
119117983 | DEOK | MULHAUSR | 138 KV | BK2 | LOAD
119117981 | DEOK | MULHAUSR | 138 KV | BK4 | LOAD
2156114095 | DEOK | NBEND | 138 KV | BK1 | LOAD
119117985 | DEOK | NEWTWN | 138 KV | BK1 | LOAD
119117987 | DEOK | NEWTWN | 138 KV | BK2 | LOAD
2156114167 | DEOK | NEWTWN | 138 KV | BK3 | LOAD
2156114418 | DEOK | NICKEL | 13.2 KV | BK1_LD | LOAD
2156114471 | DEOK | NICKEL | 13.2 KV | BK2_LD | LOAD
2156112450 | DEOK | NICKEL | 13.2 KV | CI1ZOOSP | GEN
2156112360 | DEOK | NICKEL | 13.2 KV | CI2ZOOSP | GEN
123901325 | DEOK | NILLES | 69 KV | BK1 | LOAD
123901327 | DEOK | NILLES | 69 KV | BK2 | LOAD
123901329 | DEOK | NRGREEN | 69 KV | BK1 | LOAD
123901331 | DEOK | NRGREEN | 69 KV | BK2 | LOAD
119117991 | DEOK | OAKBROOK | 69 KV | BK1 | LOAD
119117993 | DEOK | OBANNONV | 138 KV | BK1 | LOAD
123901333 | DEOK | OTTERBIN | 69 KV | LD41 | LOAD
123901335 | DEOK | OTTERBIN | 69 KV | LD42 | LOAD
119117995 | DEOK | PARKCGE | 138 KV | BK1 | LOAD
119117999 | DEOK | PARKCGE | 138 KV | BK2 | LOAD
119117997 | DEOK | PARKCGE | 138 KV | BK3 | LOAD
123901345 | DEOK | PLEA_VLY | 69 KV | LD41 | LOAD
123901347 | DEOK | PLEA_VLY | 69 KV | LD42 | LOAD
123901349 | DEOK | PLEA_VLY | 69 KV | LD43 | LOAD
2156113209 | DEOK | PLEA_VLY | 69 KV | LD44 | LOAD
123901351 | DEOK | POASTTWN | 69 KV | LD1 | LOAD
123901353 | DEOK | POASTTWN | 69 KV | LD2 | LOAD
123901359 | DEOK | PORTUNIO | 13.2 KV | LD2 | LOAD
123901361 | DEOK | PORTUNIO | 13.2 KV | LD5 | LOAD
119118001 | DEOK | PORTUNIO | 138 KV | BK5 | LOAD
119118003 | DEOK | PORTUNIO | 138 KV | BK6 | LOAD
123901357 | DEOK | PORTUNIO | 33 KV | LD1 | LOAD
123901355 | DEOK | PORTUNIO | 69 KV | BK4 | LOAD
123901363 | DEOK | PRINCTON | 69 KV | LD41 | LOAD
123901365 | DEOK | PRINCTON | 69 KV | LD42 | LOAD
123901367 | DEOK | PRINCTON | 69 KV | LD43 | LOAD
123901369 | DEOK | PRINCTON | 69 KV | LD44 | LOAD
1666107896 | DEOK | PROVIDNT | 138 KV | BK1 | LOAD
2156113313 | DEOK | PROVIDNT | 138 KV | BK2 | LOAD
119118005 | DEOK | QUEENSG | 138 KV | BK1 | LOAD
119118007 | DEOK | QUEENSG | 138 KV | BK2 | LOAD
123901373 | DEOK | RED_LION | 69 KV | LD41 | LOAD
123901375 | DEOK | RED_LION | 69 KV | LD42 | LOAD
123901377 | DEOK | RED_LION | 69 KV | LD43 | LOAD
119118009 | DEOK | REMINGT | 138 KV | BK1 | LOAD
1666107803 | DEOK | REMINGT | 138 KV | BK2 | LOAD
119118011 | DEOK | REMINGT | 138 KV | BK3 | LOAD
119118013 | DEOK | REMINGT | 138 KV | BK4 | LOAD
123901385 | DEOK | RIVR_CIR | 69 KV | LD1 | LOAD
1123180620 | DEOK | ROCHELLE | 12.5 KV | CT1 | GEN
1123180621 | DEOK | ROCHELLE | 12.5 KV | CT2 | GEN
1123180619 | DEOK | ROCHELLE | 12.5 KV | GENST | GEN
1123174444 | DEOK | ROCHELLE | 12.5 KV | LD1 | LOAD
119118027 | DEOK | ROCHELLE | 138 KV | BK1 | LOAD
119118031 | DEOK | ROCHELLE | 138 KV | BK2 | LOAD
119118029 | DEOK | ROCHELLE | 138 KV | BK3 | LOAD
119118015 | DEOK | ROCKIES | 138 KV | BK1 | LOAD
119118017 | DEOK | ROCKIES | 138 KV | BK2 | LOAD
123901379 | DEOK | SAWBROOK | 69 KV | LD1 | LOAD
119118019 | DEOK | SCP_EAST | 138 KV | BK1 | LOAD
123901381 | DEOK | SEVEN_ML | 69 KV | LD1 | LOAD
123901383 | DEOK | SEVEN_ML | 69 KV | LD2 | LOAD
1268565926 | DEOK | SILVERGR | 138 KV | TB1 | LOAD
119118021 | DEOK | SIMPSON | 138 KV | BK1 | LOAD
119118025 | DEOK | SIMPSON | 138 KV | BK2 | LOAD
119118023 | DEOK | SIMPSON | 138 KV | BK3 | LOAD
123901387 | DEOK | SMURFIT | 69 KV | LD1 | LOAD
119118035 | DEOK | SOCIALVL | 138 KV | BK2 | LOAD
119118033 | DEOK | SOCIALVL | 138 KV | BK3 | LOAD
1775817614 | DEOK | SOUTHFMT | 138 KV | BANK1 | LOAD
123901389 | DEOK | SPRINGDL | 69 KV | BK41 | LOAD
123901391 | DEOK | SPRINGDL | 69 KV | BK42 | LOAD
123901393 | DEOK | SPRNGBOR | 69 KV | LD41 | LOAD
123901395 | DEOK | SPRNGBOR | 69 KV | LD42 | LOAD
123901397 | DEOK | SPRNGBOR | 69 KV | LD43 | LOAD
123901399 | DEOK | SPRNGBOR | 69 KV | LD44 | LOAD
123901401 | DEOK | STILWEL | 69 KV | BK1 | LOAD
119118037 | DEOK | SWARD | 138 KV | BK1 | LOAD
123901407 | DEOK | SWARD | 138 KV | BK2 | LOAD
1666107834 | DEOK | SWARD | 138 KV | BK3 | LOAD
2156113373 | DEOK | SWARD | 138 KV | BK4 | LOAD
123901409 | DEOK | SYMMES | 69 KV | LD1 | LOAD
123901411 | DEOK | SYMMES | 69 KV | LD2 | LOAD
123901413 | DEOK | SYMMES | 69 KV | LD3 | LOAD
2156115334 | DEOK | TAYMILDK | 69 KV | LD3 | LOAD
123901415 | DEOK | TE_E_MNR | 69 KV | LD1 | LOAD
123901423 | DEOK | TERMINAL | 13.2 KV | LD1 | LOAD
123901421 | DEOK | TERMINAL | 69 KV | BK3 | LOAD
123901417 | DEOK | TEX_GAS | 69 KV | LD1 | LOAD
123901419 | DEOK | TEX_PROD | 69 KV | LD1 | LOAD
119118039 | DEOK | THMS_MOR | 69 KV | BK1 | LOAD
123901425 | DEOK | TRADE_PT | 69 KV | BK1 | LOAD
1869184512 | DEOK | TRENTON2 | 138 KV | TB1 | LOAD
1869184511 | DEOK | TRENTON2 | 138 KV | TB2 | LOAD
123901427 | DEOK | TRENTON2 | 69 KV | BK7 | LOAD
2156109949 | DEOK | TRENTON2 | 69 KV | TB4 | LOAD
119118045 | DEOK | TWENTY_M | 138 KV | BK1 | LOAD
119118047 | DEOK | TWENTY_M | 138 KV | BK2 | LOAD
1067164538 | DEOK | TX_E_YRD | 69 KV | LD1 | LOAD
123901433 | DEOK | TYLERVLE | 69 KV | LD1 | LOAD
123901435 | DEOK | TYLERVLE | 69 KV | LD2 | LOAD
123901437 | DEOK | US_PO_SH | 69 KV | LD1 | LOAD
119118049 | DEOK | WARDS_C | 138 KV | BK1 | LOAD
123901439 | DEOK | WAUSAU | 69 KV | LD1 | LOAD
123901441 | DEOK | WAUSAU | 69 KV | LD2 | LOAD
123901443 | DEOK | WAUSAU | 69 KV | LD3 | LOAD
1292909485 | DEOK | WEST_END | 138 KV | TB15 | LOAD
1292909486 | DEOK | WEST_END | 138 KV | TB17 | LOAD
1292909484 | DEOK | WEST_END | 138 KV | TB18 | LOAD
1292909487 | DEOK | WEST_END | 138 KV | TB19 | LOAD
1067164550 | DEOK | WHITTIER | 138 KV | BK1 | LOAD
1067164551 | DEOK | WHITTIER | 138 KV | BK2 | LOAD
119118059 | DEOK | WILLEY | 138 KV | BK1 | LOAD
2156114188 | DEOK | WILLEY | 138 KV | BK3 | LOAD
1305131607 | DEOK | WILLEY | 138 KV | WILLEYBS | GEN
123901447 | DEOK | WODLAWN | 69 KV | LD1 | LOAD
112586203 | DEOK | WOODSDAL | 13.5 KV | CT1 | GEN
112586205 | DEOK | WOODSDAL | 13.5 KV | CT2 | GEN
112586207 | DEOK | WOODSDAL | 13.5 KV | CT3 | GEN
112586209 | DEOK | WOODSDAL | 13.5 KV | CT4 | GEN
112586211 | DEOK | WOODSDAL | 13.5 KV | CT5 | GEN
112586213 | DEOK | WOODSDAL | 13.5 KV | CT6 | GEN
112586121 | DEOK | WOODSDAL | 13.5 KV | TB1 | LOAD
112586123 | DEOK | WOODSDAL | 13.5 KV | TB2 | LOAD
112586125 | DEOK | WOODSDAL | 13.5 KV | TB3 | LOAD
112586127 | DEOK | WOODSDAL | 13.5 KV | TB4 | LOAD
112586129 | DEOK | WOODSDAL | 13.5 KV | TB5 | LOAD
112586131 | DEOK | WOODSDAL | 13.5 KV | TB6 | LOAD
123901449 | DEOK | WOODSDAL | 69 KV | RAT13 | LOAD
123901451 | DEOK | WORT_STL | 69 KV | LD1 | LOAD
2156114147 | DEOK | WORT_STL | 69 KV | LD2 | LOAD
123901453 | DEOK | WYSCARVR | 69 KV | LD1 | LOAD
123901455 | DEOK | WYSCARVR | 69 KV | LD2 | LOAD
123901457 | DEOK | XTEK | 69 KV | LD1 | LOAD
123901549 | DEOK | YANKEE | 13 KV | GENC | GEN
1075450080 | DEOK | YANKEE | 69 KV | LD1 | LOAD
119118061 | DEOK | YORK77 | 138 KV | BK1 | LOAD
112586133 | DEOK | ZIMMER2 | 345 KV | AUX2 | LOAD
112586135 | DEOK | ZIMMER2 | 345 KV | TB23 | LOAD
34885183 | DOM | ACCA | 13 KV | TX1 | LOAD
34885185 | DOM | ACCA | 13 KV | TX2 | LOAD
34885187 | DOM | ACCA | 35 KV | TX3 | LOAD
34885189 | DOM | ACCA | 35 KV | TX4 | LOAD
34885191 | DOM | ACCA | 35 KV | TX5 | LOAD
2156110343 | DOM | AHOSKIE | 35 KV | COLHALSP | GEN
34886471 | DOM | AHOSKIE | 35 KV | TX1 | LOAD
1165473308 | DOM | AHOSKIE | 35 KV | TX2 | LOAD
1248985238 | DOM | AIRPORT | 230 KV | LOAD | LOAD
34885743 | DOM | ALEXANDC | 13 KV | TX1 | LOAD
2156114184 | DOM | ALLEGHAN | 13 KV | LD2 | LOAD
34885193 | DOM | ALLIED | 13 KV | TX1 | LOAD
34885195 | DOM | ALLIED | 13 KV | TX2 | LOAD
34885197 | DOM | ALLIED | 13 KV | TX3 | LOAD
34885199 | DOM | ALPINE | 13 KV | TX1 | LOAD
34885201 | DOM | ALPINE | 13 KV | TX2 | LOAD
34885203 | DOM | ALPINE | 13 KV | TX3 | LOAD
2156114539 | DOM | ALTAIR | 230 KV | LD1_W74 | LOAD
2156114774 | DOM | ALTAIR | 230 KV | LD2_Y74 | LOAD
1268563754 | DOM | ALTAVIS2 | 69 KV | LOAD | LOAD
1356153835 | DOM | ALTAVSTA | 115 KV | TX5 | LOAD
2156111615 | DOM | ALTON | 34.5 KV | ALTPOSSP | GEN
34886475 | DOM | ANACONDA | 115 KV | TX1 | LOAD
34886121 | DOM | ANNANDAL | 35 KV | TX3 | LOAD
34886123 | DOM | ANNANDAL | 35 KV | TX4 | LOAD
48934095 | DOM | AQUIA | 34.5 KV | TX1 | LOAD
1123172660 | DOM | ARCOLA | 230 KV | TX1 | LOAD
1123172661 | DOM | ARCOLA | 230 KV | TX2 | LOAD
34886127 | DOM | ARLINGTN | 35 KV | TX3 | LOAD
34886129 | DOM | ARLINGTN | 35 KV | TX4 | LOAD
34886131 | DOM | ARLINGTN | 35 KV | TX5 | LOAD
34886133 | DOM | ARLINGTN | 35 KV | TX6 | LOAD
83734429 | DOM | ARNOLDCR | 35 KV | KGORGELF | GEN
34886135 | DOM | ARNOLDCR | 35 KV | TX1 | LOAD
34886137 | DOM | ARNOLDCR | 35 KV | TX2 | LOAD
34886139 | DOM | ASHBURN | 35 KV | TX1 | LOAD
34886141 | DOM | ASHBURN | 35 KV | TX2 | LOAD
1775815474 | DOM | ATLNTCDP | 230 KV | DP1LD | LOAD
34886477 | DOM | AULANDDP | 115 KV | TX1 | LOAD
2156115026 | DOM | AVIATOR | 36 KV | LD1 | LOAD
2156115030 | DOM | AVIATOR | 36 KV | LD2 | LOAD
2156114915 | DOM | AVIATOR | 36 KV | LD3 | LOAD
2156114977 | DOM | AVIATOR | 36 KV | LD4 | LOAD
2156115108 | DOM | AVIATOR | 36 KV | LD5 | LOAD
87901513 | DOM | AVON4 | 115 KV | AVON4NCE | LOAD
34886481 | DOM | AYDLETT | 35 KV | TX1 | LOAD
34886483 | DOM | AYDLETT | 35 KV | TX2 | LOAD
34885749 | DOM | BAINSTOR | 35 KV | TX1 | LOAD
34885207 | DOM | BAKRSPDP | 115 KV | TX1 | LOAD
63381281 | DOM | BALSTON | 35 KV | TX2 | LOAD
34885209 | DOM | BANISTE4 | 35 KV | BUS2LOAD | LOAD
34885211 | DOM | BARNJNDP | 115 KV | TX1 | LOAD
34886663 | DOM | BARRCKRD | 35 KV | TX1 | LOAD
34886665 | DOM | BARRCKRD | 35 KV | TX2 | LOAD
34886667 | DOM | BARTERBR | 115 KV | TX1 | LOAD
2156111272 | DOM | BARTERBR | 115 KV | TX2 | LOAD
34885213 | DOM | BASIN | 13 KV | TX1 | LOAD
34885215 | DOM | BASIN | 35 KV | TX3 | LOAD
34885217 | DOM | BASIN | 35 KV | TX4 | LOAD
34886143 | DOM | BATERYHT | 230 KV | TX1 | LOAD
35010375 | DOM | BATH COUNTY | 500 KV |  | EHV
34887949 | DOM | BATHCO | 20 KV | GM1 | GEN
34887961 | DOM | BATHCO | 20 KV | GM1_A | GEN
34887951 | DOM | BATHCO | 20 KV | GM2 | GEN
34887963 | DOM | BATHCO | 20 KV | GM2_A | GEN
34887953 | DOM | BATHCO | 20 KV | GM3 | GEN
34887965 | DOM | BATHCO | 20 KV | GM3_A | GEN
34887955 | DOM | BATHCO | 20 KV | GM4 | GEN
34887967 | DOM | BATHCO | 20 KV | GM4_A | GEN
34887957 | DOM | BATHCO | 20 KV | GM5 | GEN
34887969 | DOM | BATHCO | 20 KV | GM5_A | GEN
34887959 | DOM | BATHCO | 20 KV | GM6 | GEN
34887971 | DOM | BATHCO | 20 KV | GM6_A | GEN
34886485 | DOM | BATTLEBO | 35 KV | TX1 | LOAD
34886487 | DOM | BATTLEBO | 35 KV | TX3 | LOAD
34885751 | DOM | BAYSIDE | 13 KV | TX3 | LOAD
34885753 | DOM | BAYSIDE | 35 KV | TX2 | LOAD
2156112472 | DOM | BCHBRNCH | 34.5 KV | BCHBRNSP | GEN
93354015 | DOM | BEARGRDN | 18 KV | CT1A | GEN
93354017 | DOM | BEARGRDN | 18 KV | CT1B | GEN
93354019 | DOM | BEARGRDN | 18 KV | ST1C | GEN
123900961 | DOM | BEARGRDN | 230 KV | LOAD | LOAD
34886145 | DOM | BEAUMEAD | 35 KV | TX1 | LOAD
34886147 | DOM | BEAUMEAD | 35 KV | TX2 | LOAD
45565881 | DOM | BEAUMEAD | 35 KV | TX3 | LOAD
1356154395 | DOM | BEAUMEAD | 35 KV | TX4LD | LOAD
2156111403 | DOM | BEAUMEAD | 35 KV | TX6LD | LOAD
1183224741 | DOM | BECO | 34.5 KV | TX3 | LOAD
2156112355 | DOM | BECO | 34.5 KV | TX4 | LOAD
57967575 | DOM | BECO | 35 KV | TX1 | LOAD
76427739 | DOM | BECO | 35 KV | TX2 | LOAD
2156109917 | DOM | BECO | 36.5 KV | TX5LOAD | LOAD
34885219 | DOM | BEECHDP | 115 KV | TX1 | LOAD
1338422187 | DOM | BEECHDP | 115 KV | TX2 | LOAD
34885221 | DOM | BELFLDDP | 115 KV | TX1 | LOAD
1356154179 | DOM | BELLEVU4 | 34.5 KV | LOAD1 | LOAD
34885223 | DOM | BELLWOOD | 13 KV | TX1 | LOAD
34885225 | DOM | BELLWOOD | 13 KV | TX2 | LOAD
34886149 | DOM | BELVOIR | 35 KV | TX1 | LOAD
34886151 | DOM | BELVOIR | 35 KV | TX2 | LOAD
2156110186 | DOM | BENNSCH | 34.5 KV | TX2 | LOAD
34886489 | DOM | BENSONDP | 115 KV | TX1 | LOAD
2156113677 | DOM | BERKLEY | 115 KV | TX1 | LOAD
34885755 | DOM | BERKLEY | 115 KV | TX2 | LOAD
34885757 | DOM | BERKLEY | 115 KV | TX3 | LOAD
34886491 | DOM | BETHELCA | 13 KV | TX1 | LOAD
34886153 | DOM | BETHELDP | 115 KV | TX1 | LOAD
2156110623 | DOM | BIRDNECK | 34.5 KV | CVOWPLWF | GEN
2156110492 | DOM | BIRDNECK | 34.5 KV | TX1 | LOAD
2156115962 | DOM | BISHOP2 | 115 KV | LD_V17 | LOAD
2156115622 | DOM | BISHOP2 | 115 KV | LD_W17 | LOAD
1292916202 | DOM | BISMARK | 34.5 KV | NEWCRKBT | GEN
1107290202 | DOM | BISMARK | 34.5 KV | NEWCRKWF | GEN
2156113438 | DOM | BLACKWAL | 34.5 KV | FOXHOUSP | GEN
112586025 | DOM | BLBRANDP | 115 KV | TX1 | LOAD
1348256194 | DOM | BLMNTDOM | 18 KV | LOAD1 | LOAD
1348256193 | DOM | BLMNTDOM | 18 KV | LOAD2 | LOAD
1338431559 | DOM | BLMNTDOM | 18 KV | STONECT1 | GEN
1338431560 | DOM | BLMNTDOM | 18 KV | STONECT2 | GEN
1338431561 | DOM | BLMNTDOM | 19 KV | STONEST | GEN
34885759 | DOM | BLOXOMSC | 22 KV | TX1 | LOAD
34885761 | DOM | BLOXOMSC | 22 KV | TX2 | LOAD
57967569 | DOM | BOWERSHL | 35 KV | TX2 | LOAD
34885229 | DOM | BOYDTNDP | 115 KV | TX1 | LOAD
34885765 | DOM | BOYKINS | 35 KV | TX1 | LOAD
123900963 | DOM | BOYTNPRD | 115 KV | TX1 | LOAD
123900965 | DOM | BOYTNPRD | 115 KV | TX2 | LOAD
1107282658 | DOM | BOYTNPRD | 115 KV | TX3 | LOAD
2156113762 | DOM | BRADDOCK | 230 KV | SR_1 | GEN
34886155 | DOM | BRADDOCK | 35 KV | TX1 | LOAD
34886157 | DOM | BRADDOCK | 35 KV | TX2 | LOAD
2156109918 | DOM | BRAMBLET | 230 KV | NOVEC1 | LOAD
2156109919 | DOM | BRAMBLET | 230 KV | NOVEC2 | LOAD
1107283198 | DOM | BRAMBLET | 230 KV | TX3 | LOAD
1305122928 | DOM | BRAMBLET | 230 KV | TX4 | LOAD
1356178171 | DOM | BRAMBLET | 500 KV |  | EHV
34886671 | DOM | BRANDDP | 115 KV | TX1 | LOAD
34886673 | DOM | BRANDYDP | 115 KV | TX1 | LOAD
34886675 | DOM | BRANDYDP | 115 KV | TX2 | LOAD
34886677 | DOM | BREMO4 | 2 KV | RSS3 | LOAD
1775815501 | DOM | BREMO4 | 34.5 KV | TX5LD | LOAD
123900967 | DOM | BRIERY | 230 KV | LOAD | LOAD
34885231 | DOM | BRINKDP | 115 KV | TX1 | LOAD
62871513 | DOM | BRISTERS | 500 KV |  | EHV
76427733 | DOM | BRNSWKDP | 69 KV | LOAD | LOAD
34885233 | DOM | BRODNAX | 13 KV | TX1 | LOAD
34885235 | DOM | BROWNBOV | 115 KV | TX1 | LOAD
1218915049 | DOM | BRUNSCOL | 21 KV | BRUNSCT1 | GEN
1218915051 | DOM | BRUNSCOL | 21 KV | BRUNSCT2 | GEN
1218915048 | DOM | BRUNSCOL | 21 KV | BRUNSCT3 | GEN
1218915050 | DOM | BRUNSCOL | 21 KV | BRUNSST | GEN
1218906738 | DOM | BRUNSCOL | 21 KV | LOAD1 | LOAD
1218906739 | DOM | BRUNSCOL | 21 KV | LOAD2 | LOAD
1218906737 | DOM | BRUNSCOL | 21 KV | LOAD3 | LOAD
1356178175 | DOM | BRUNSSWY | 500 KV |  | EHV
2156111017 | DOM | BUCKNGHM | 35 KV | BUCKN2SP | GEN
1388614293 | DOM | BUCKNGHM | 35 KV | BUCKNMSP | GEN
34885237 | DOM | BUCKNGHM | 35 KV | TX1 | LOAD
38367905 | DOM | BUCKNGHM | 35 KV | TX3 | LOAD
34886687 | DOM | BUENAVST | 13 KV | TX1 | LOAD
34886689 | DOM | BUENAVST | 13 KV | TX2 | LOAD
123900969 | DOM | BURDRTP | 115 KV | LOAD1 | LOAD
123900971 | DOM | BURDRTP | 115 KV | LOAD2 | LOAD
34886161 | DOM | BURKE | 35 KV | TX1 | LOAD
34886163 | DOM | BURKE | 35 KV | TX2 | LOAD
34885767 | DOM | BURTON | 35 KV | TX1 | LOAD
1218906760 | DOM | BURTON | 35 KV | TX2 | LOAD
34886691 | DOM | BUSTLEDP | 115 KV | TX1 | LOAD
2156110045 | DOM | BUTCHERC | 34.5 KV | BUTCHCSP | GEN
2156110495 | DOM | BUTTRMLK | 230 KV | TX2 | LOAD
2156110496 | DOM | BUTTRMLK | 230 KV | TX3 | LOAD
47012231 | DOM | BUXTON | 34.5 KV | BUXTONCE | LOAD
47012233 | DOM | BUXTON | 34.5 KV | FRISCNCE | LOAD
34887915 | DOM | BUXTON | 34.5 KV | GEN12 | GEN
34887917 | DOM | BUXTON | 34.5 KV | GEN34 | GEN
34887911 | DOM | BUXTON | 34.5 KV | GEN5 | GEN
34887913 | DOM | BUXTON | 34.5 KV | OCRACOK1 | GEN
2156110493 | DOM | CABINRUN | 230 KV | LD1_LOAD | LOAD
2156110494 | DOM | CABINRUN | 230 KV | LD2_LOAD | LOAD
2156114721 | DOM | CANNONBR | 35 KV | TX2LOAD | LOAD
2156114666 | DOM | CANNONBR | 36.5 KV | TX3LOAD | LOAD
2156109338 | DOM | CANNONBR | 36.5 KV | TX4 LOAD | LOAD
2156114783 | DOM | CANNONBR | 36.5 KV | TX5LOAD | LOAD
34886497 | DOM | CAROLINA | 13 KV | TX1 | LOAD
34886499 | DOM | CAROLINA | 13 KV | TX2 | LOAD
34886501 | DOM | CAROLINA | 13 KV | TX3 | LOAD
35010339 | DOM | CARSON | 500 KV |  | EHV
135389813 | DOM | CARSON4 | 230 KV | SR1 | GEN
34886693 | DOM | CARTERSV | 35 KV | TX1 | LOAD
34885243 | DOM | CARVER | 13 KV | TX4 | LOAD
34885245 | DOM | CARVER | 13 KV | TX5 | LOAD
34885247 | DOM | CARVER | 13 KV | TX6 | LOAD
34885249 | DOM | CARVER | 35 KV | TX7 | LOAD
2156114469 | DOM | CASHCNDP | 115 KV | LD1 | LOAD
45565867 | DOM | CASHIE | 35 KV | TX1 | LOAD
2156109920 | DOM | CATHARDP | 230 KV | DP1LOAD | LOAD
2156112720 | DOM | CAVALRSP | 34.5 KV | CAVALRSP | GEN
2156114545 | DOM | CEMETRY | 13 KV | LD1 | LOAD
34885253 | DOM | CENTRAL | 115 KV | DRAKBRDP | LOAD
34885251 | DOM | CENTRAL | 13 KV | TX1 | LOAD
34885255 | DOM | CENTRLIA | 13 KV | TX1 | LOAD
34885257 | DOM | CENTRLIA | 13 KV | TX2 | LOAD
35010359 | DOM | CHANCELLOR | 500 KV |  | EHV
34886173 | DOM | CHANCELR | 35 KV | TX2 | LOAD
67719587 | DOM | CHANCELR | 35 KV | TX3 | LOAD
34885259 | DOM | CHAPARAL | 230 KV | TX1 | LOAD
38367907 | DOM | CHARLCTY | 34.5 KV | TX1 | LOAD
76427735 | DOM | CHARLCTY | 34.5 KV | TX2 | LOAD
34886697 | DOM | CHARLTSV | 35 KV | TX3 | LOAD
34886699 | DOM | CHARLTSV | 35 KV | TX4 | LOAD
34885261 | DOM | CHASECTY | 13 KV | TX1 | LOAD
2156112137 | DOM | CHASECTY | 13 KV | TX2 | LOAD
2156110043 | DOM | CHASECTY | 34.5 KV | BLUESTSP | GEN
1305122390 | DOM | CHATHAM4 | 69 KV | SHEVADP | LOAD
34885265 | DOM | CHATHAM4 | 69 KV | SHOCKODP | LOAD
1097726418 | DOM | CHATHAM4 | 69 KV | TX1 LD | LOAD
1305131304 | DOM | CHESAPKE | 13.8 KV | GT1 | GEN
1305131306 | DOM | CHESAPKE | 13.8 KV | GT6 | GEN
1775828287 | DOM | CHESAPKE | 230 KV | BOOST | GEN
1775828286 | DOM | CHESAPKE | 230 KV | BUCK | GEN
1356163765 | DOM | CHESAPKE | 230 KV | SV1 | GEN
34887765 | DOM | CHESTER4 | 14 KV | G3 | GEN
34887767 | DOM | CHESTER4 | 14 KV | G7G | GEN
34887769 | DOM | CHESTER4 | 14 KV | G7S | GEN
34887771 | DOM | CHESTER4 | 14 KV | G8G | GEN
34887773 | DOM | CHESTER4 | 14 KV | G8S | GEN
34885295 | DOM | CHESTER4 | 14 KV | SX63 | LOAD
34885297 | DOM | CHESTER4 | 14 KV | SX64 | LOAD
34885267 | DOM | CHESTER4 | 2 KV | SS3 | LOAD
34887775 | DOM | CHESTER4 | 20 KV | G4 | GEN
34887777 | DOM | CHESTER4 | 20 KV | G5 | GEN
34887779 | DOM | CHESTER4 | 22 KV | G6 | GEN
1388604078 | DOM | CHESTER4 | 4 KV | 4X1LD | LOAD
34885269 | DOM | CHESTER4 | 4 KV | RS6A | LOAD
34885271 | DOM | CHESTER4 | 4 KV | RS6B | LOAD
34885273 | DOM | CHESTER4 | 4 KV | RSS1 | LOAD
34885275 | DOM | CHESTER4 | 4 KV | RSS4 | LOAD
34885277 | DOM | CHESTER4 | 4 KV | RSS7 | LOAD
34885279 | DOM | CHESTER4 | 4 KV | RSS8 | LOAD
34885281 | DOM | CHESTER4 | 4 KV | SS4 | LOAD
34885283 | DOM | CHESTER4 | 4 KV | SS5 | LOAD
34885285 | DOM | CHESTER4 | 4 KV | SS6 | LOAD
34885287 | DOM | CHESTER4 | 4 KV | SS7 | LOAD
34885289 | DOM | CHESTER4 | 4 KV | SS8 | LOAD
34885291 | DOM | CHESTER4 | 4 KV | SX51 | LOAD
34885293 | DOM | CHESTER4 | 4 KV | SX52 | LOAD
1439658151 | DOM | CHESTNT | 34.5 KV | CHESTSP | GEN
35010341 | DOM | CHICKAHOMINY | 500 KV |  | EHV
74008659 | DOM | CHICKHOM | 13 KV | TX2 | LOAD
2156111334 | DOM | CHICKHOM | 34.5 KV | CHICK1SP | GEN
2156115869 | DOM | CHICKHOM | 34.5 KV | CHICK2SP | GEN
2156111265 | DOM | CHICKHOM | 36.5 KV | TX3 | LOAD
1305131404 | DOM | CHINQUPN | 23 KV | CONET2SP | GEN
1107283397 | DOM | CHOWAN | 35 KV | TX_1 | LOAD
34885787 | DOM | CHRCHLND | 13 KV | TX4 | LOAD
1292916186 | DOM | CHRCHLND | 230 KV | SR1 | GEN
34885791 | DOM | CHRCHLND | 35 KV | TX6 | LOAD
57967571 | DOM | CHRCHLND | 35 KV | TX7 | LOAD
1107282702 | DOM | CHURCHST | 230 KV | TX1 | LOAD
34886175 | DOM | CIA | 13 KV | TX1 | LOAD
34886177 | DOM | CIA | 13 KV | TX2 | LOAD
34886179 | DOM | CIA | 35 KV | TX3 | LOAD
34886181 | DOM | CIA | 35 KV | TX4 | LOAD
2041963096 | DOM | CLARENDN | 36.5 KV | TX1 | LOAD
2041963095 | DOM | CLARENDN | 36.5 KV | TX2 | LOAD
34886187 | DOM | CLARK4 | 35 KV | TX1 | LOAD
34886189 | DOM | CLARK4 | 35 KV | TX2 | LOAD
34886191 | DOM | CLARK4 | 35 KV | TX3 | LOAD
2156112214 | DOM | CLARKVDP | 115 KV | TX1LD | LOAD
2156111266 | DOM | CLARKVIL | 13 KV | TX1 | LOAD
2156113033 | DOM | CLAYSMIL | 34.5 KV | SUNNYBSP | GEN
34886701 | DOM | CLIFTNFG | 13 KV | TX4 | LOAD
2156109345 | DOM | CLIFTNFG | 13 KV | TX6 | LOAD
34886703 | DOM | CLIFTNFG | 46 KV | TX3 | LOAD
1107290216 | DOM | CLIFTON | 230 KV | SR1 | GEN
35010361 | DOM | CLIFTON | 500 KV |  | EHV
34885303 | DOM | CLIMAXDP | 69 KV | TX1 | LOAD
2156114242 | DOM | CLOUD | 230 KV | LD1_U25 | LOAD
2156114484 | DOM | CLOUD | 230 KV | LD2_V25 | LOAD
2156114229 | DOM | CLOUD | 230 KV | LD3_W25 | LOAD
2156114263 | DOM | CLOUD | 230 KV | LD4_Z25 | LOAD
34887781 | DOM | CLOVER | 25 KV | G1 | GEN
34887783 | DOM | CLOVER | 25 KV | G2 | GEN
35010343 | DOM | CLOVER | 500 KV |  | EHV
2156111847 | DOM | CLOVER | 500 KV | BOOST | GEN
2156111770 | DOM | CLOVER | 500 KV | BUCK | GEN
2156109765 | DOM | CLOVER | 500 KV | SV1 | GEN
34885305 | DOM | CLOVER | 7 KV | RS2A | LOAD
34885307 | DOM | CLOVER | 7 KV | RS2B | LOAD
34885309 | DOM | CLOVER | 7 KV | SS1 | LOAD
34885311 | DOM | CLOVER | 7 KV | SS2 | LOAD
1107283217 | DOM | CLOVERHL | 36.5 KV | TX1 | LOAD
1107283218 | DOM | CLOVERHL | 36.5 KV | TX2 | LOAD
1666105591 | DOM | CLOVERHL | 36.5 KV | TX3 | LOAD
2156112396 | DOM | CLOVERHL | 36.5 KV | TX4 | LOAD
2156112403 | DOM | CLOVERHL | 36.5 KV | TX5 | LOAD
34886193 | DOM | CNTRVLIN | 35 KV | TX2 | LOAD
63381283 | DOM | CNTRVLIN | 35 KV | TX3LOAD | LOAD
1775815253 | DOM | CNTRVLIN | 4 KV | TX1 | LOAD
2156109029 | DOM | COBBSCRK | 115 KV | DP1 | LOAD
123900973 | DOM | COCHRANM | 230 KV | LOAD | LOAD
1775828453 | DOM | COLINGTN | 115 KV | BOOST | GEN
1775828454 | DOM | COLINGTN | 115 KV | BUCK | GEN
1379268569 | DOM | COLINGTN | 115 KV | SV1 | GEN
34886505 | DOM | COLINGTN | 35 KV | TX1 | LOAD
34885793 | DOM | COLONY | 13 KV | TX1 | LOAD
34885795 | DOM | COLONY | 35 KV | TX2 | LOAD
34885797 | DOM | COLONY | 35 KV | TX3 | LOAD
2156109456 | DOM | COLTRAIL | 34.5 KV | COLTRWSP | GEN
2156115656 | DOM | COLTRAIL | 34.5 KV | SPRGRVSP | GEN
2156109772 | DOM | COLTRAIL | 34.5 KV | SPRINGSP | GEN
34886705 | DOM | COLUMBI4 | 115 KV | TX1 | LOAD
34885799 | DOM | COMNATGS | 115 KV | TX1 | LOAD
45565869 | DOM | COMORNDP | 230 KV | TX1 | LOAD
34886507 | DOM | CONETODP | 115 KV | TX1 | LOAD
34886511 | DOM | CONSLDSL | 115 KV | TX2 | LOAD
2156110049 | DOM | COOLSPR | 34.5 KV | MOCCASSP | GEN
1268563801 | DOM | COPELDPK | 22 KV | TX2 LD | LOAD
2156109028 | DOM | COPELDPK | 34.5 KV | TX1A | LOAD
2156109576 | DOM | COPELNDP | 115 KV | DP1 | LOAD
2156114262 | DOM | CORECTNL | 230 KV | SVM | GEN
1388614399 | DOM | CORECTNL | 35 KV | CORECTSP | GEN
34885805 | DOM | CORECTNL | 35 KV | TX1 | LOAD
34886707 | DOM | COVINGTN | 46 KV | TX1 | LOAD
34886709 | DOM | COVINGTN | 46 KV | TX2 | LOAD
34886513 | DOM | COXDP | 115 KV | 115 | LOAD
34886515 | DOM | COXDP | 115 KV | TX1 | LOAD
123900979 | DOM | CRADOCK | 35 KV | TX1 | LOAD
34885807 | DOM | CRADOCK | 35 KV | TX2 | LOAD
34886711 | DOM | CRAIGSVL | 115 KV | TX1 | LOAD
53049069 | DOM | CRANESCR | 35 KV | STAFFOLF | GEN
34886197 | DOM | CRANESCR | 35 KV | TX1 | LOAD
34886199 | DOM | CRANESCR | 35 KV | TX2 | LOAD
34886517 | DOM | CRESWELL | 35 KV | TX2 | LOAD
34885313 | DOM | CREWE | 13 KV | TX1 | LOAD
34885811 | DOM | CRITTNDN | 35 KV | TX1 | LOAD
34886713 | DOM | CROZET | 35 KV | TX1 | LOAD
45565889 | DOM | CROZET | 35 KV | TX2 | LOAD
34885315 | DOM | CRSTLHDP | 115 KV | TX1 | LOAD
34886201 | DOM | CRYSTAL4 | 35 KV | TX1 | LOAD
34886203 | DOM | CRYSTAL4 | 35 KV | TX2 | LOAD
34886205 | DOM | CRYSTAL4 | 35 KV | TX3 | LOAD
34886207 | DOM | CRYSTAL4 | 35 KV | TX4 | LOAD
34886209 | DOM | CTRYCLDP | 115 KV | TX1 | LOAD
1388604634 | DOM | CTRYCLDP | 115 KV | TX2 | LOAD
34886211 | DOM | CUBRUNDP | 230 KV | TX1 | LOAD
34886715 | DOM | CULPEPER | 35 KV | TX1 | LOAD
34886717 | DOM | CULPEPER | 35 KV | TX2 | LOAD
45565891 | DOM | CULPERDP | 115 KV | TX1LOAD | LOAD
45565893 | DOM | CULPERDP | 115 KV | TX2 | LOAD
2156112516 | DOM | CUMULUS | 36.5 KV | TX1_LOAD | LOAD
2156109575 | DOM | CUMULUS | 36.5 KV | TX2_LOAD | LOAD
2156112461 | DOM | CUMULUS | 36.5 KV | TX3_LOAD | LOAD
2156110491 | DOM | CUMULUS | 36.5 KV | TX4_LOAD | LOAD
2156112485 | DOM | CUMULUS | 36.5 KV | TX5_LOAD | LOAD
35010377 | DOM | CUNNINGHAM | 500 KV |  | EHV
34885317 | DOM | CURDSVDP | 115 KV | TX1 | LOAD
1666106052 | DOM | CUSHAW | 115 KV | TX3 | LOAD
34887977 | DOM | CUSHAW | 2 KV | G15 | GEN
1132286981 | DOM | CVNGTMIL | 13.8 KV | LOAD1 | LOAD
1132286982 | DOM | CVNGTMIL | 13.8 KV | LOAD2 | LOAD
1132294515 | DOM | CVNGTMIL | 13.8 KV | MG3 | GEN
1132294512 | DOM | CVNGTMIL | 13.8 KV | STG1 | GEN
1132294513 | DOM | CVNGTMIL | 13.8 KV | STG2 | GEN
1132294514 | DOM | CVNGTMIL | 13.8 KV | STG3 | GEN
2156109775 | DOM | DAHLGREN | 230 KV | SR_1 | GEN
1183224933 | DOM | DAHLGREN | 34.5 KV | T1 | LOAD
1183224934 | DOM | DAHLGREN | 34.5 KV | T2 | LOAD
34885319 | DOM | DANLTNDP | 69 KV | TX1 | LOAD
34887787 | DOM | DARBYTWN | 14 KV | GT1 | GEN
34887789 | DOM | DARBYTWN | 14 KV | GT2 | GEN
34887791 | DOM | DARBYTWN | 14 KV | GT3 | GEN
34887793 | DOM | DARBYTWN | 14 KV | GT4 | GEN
1348255761 | DOM | DARLNGTN | 115 KV | LOAD | LOAD
34885813 | DOM | DAVISCNR | 13 KV | TX3 | LOAD
34885815 | DOM | DAVISCNR | 13 KV | TX4 | LOAD
34885817 | DOM | DAVISCNR | 35 KV | TX1 | LOAD
34885819 | DOM | DAVISCNR | 35 KV | TX2 | LOAD
2156113098 | DOM | DAVISDRV | 36.5 KV | TX1_LOAD | LOAD
2156109574 | DOM | DAVISDRV | 36.5 KV | TX2_LOAD | LOAD
1869181762 | DOM | DAVISDRV | 36.5 KV | TX3_LOAD | LOAD
2156113031 | DOM | DAVISDRV | 36.5 KV | TX4_LOAD | LOAD
2156113913 | DOM | DAWKINSB | 230 KV | LD1 | LOAD
2156113928 | DOM | DAWKINSB | 230 KV | LD2 | LOAD
2156110852 | DOM | DAWSONCR | 115 KV | DP1LOAD | LOAD
34886725 | DOM | DAYTON | 35 KV | TX1 | LOAD
34886727 | DOM | DAYTON | 35 KV | TX2 | LOAD
34886729 | DOM | DAYTONDP | 115 KV | DAYTONDP | LOAD
34885821 | DOM | DEEPCREK | 13 KV | TX1 | LOAD
34885823 | DOM | DEEPCREK | 13 KV | TX2 | LOAD
34885825 | DOM | DENBIGH | 35 KV | TX1 | LOAD
34885827 | DOM | DENBIGH | 35 KV | TX2 | LOAD
2156110624 | DOM | DESPER | 34.5 KV | DESPERSP | GEN
2156114166 | DOM | DIAMONDG | 34.5 KV | FTCRKSP | GEN
53048725 | DOM | DISCOVER | 13 KV | LOAD 1 | LOAD
53048727 | DOM | DISCOVER | 13 KV | LOAD 2 | LOAD
34885321 | DOM | DISPUTNT | 115 KV | TX1 | LOAD
34886213 | DOM | DOMINDP | 115 KV | 172 | LOAD
34886215 | DOM | DOMINDP | 115 KV | 197 | LOAD
34885323 | DOM | DOMINION | 35 KV | TX1 | LOAD
35010379 | DOM | DOOMS | 500 KV |  | EHV
34886731 | DOM | DOOMS4 | 22 KV | TX1 | LOAD
34886733 | DOM | DOOMS4 | 22 KV | TX2 | LOAD
135389831 | DOM | DOOMS4 | 230 KV | SR_1 | GEN
1379268472 | DOM | DOSWELL | 18 KV | DOSWLCT2 | GEN
1379268471 | DOM | DOSWELL | 18 KV | DOSWLCT3 | GEN
1379258551 | DOM | DOSWELL | 230 KV | LOAD1 | LOAD
34886737 | DOM | DOUBLEDP | 115 KV | TX1 | LOAD
34885831 | DOM | DOZIER | 13 KV | TX1 | LOAD
34885833 | DOM | DOZIER | 13 KV | TX2 | LOAD
34886217 | DOM | DRANESVL | 35 KV | TX1 | LOAD
34886219 | DOM | DRANESVL | 35 KV | TX2 | LOAD
76427741 | DOM | DRANESVL | 35 KV | TX3 | LOAD
2156111338 | DOM | DRYBREAD | 34.5 KV | DRYBD2SP | GEN
2156110621 | DOM | DRYBREAD | 34.5 KV | DRYBRDSP | GEN
34885325 | DOM | DRYBURG | 115 KV | TX1 | LOAD
34885327 | DOM | DRYBURG | 115 KV | TX2 | LOAD
2156113920 | DOM | DTC | 34 KV | TX1_LOAD | LOAD
2156113909 | DOM | DTC | 34 KV | TX2_LOAD | LOAD
2156113956 | DOM | DTC | 34 KV | TX3_LOAD | LOAD
2156113869 | DOM | DTC | 34 KV | TX4_LOAD | LOAD
2156114012 | DOM | DTC | 34 KV | TX5_LOAD | LOAD
34886221 | DOM | DULLES | 13 KV | TX1 | LOAD
34886223 | DOM | DULLES | 13 KV | TX2 | LOAD
34886225 | DOM | DULLES | 35 KV | TX3 | LOAD
34886227 | DOM | DULLES | 35 KV | TX4 | LOAD
1218907047 | DOM | DULLES | 35 KV | TX5 | LOAD
2156111271 | DOM | DULLES | 35 KV | TX6 | LOAD
34886229 | DOM | DUMFRIES | 35 KV | TX1 | LOAD
34886231 | DOM | DUMFRIES | 35 KV | TX2 | LOAD
34885329 | DOM | DUNNSVIL | 35 KV | TX1 | LOAD
1132286178 | DOM | DUNNSVIL | 35 KV | TX2 | LOAD
34885331 | DOM | DUPONT4 | 13 KV | TX2 | LOAD
34885333 | DOM | DUPONT4 | 13 KV | TX3 | LOAD
34885335 | DOM | DUPONT4 | 13 KV | TX4 | LOAD
34886739 | DOM | DUPWAYNE | 115 KV | TX1 | LOAD
34886741 | DOM | DUPWAYNE | 115 KV | TX2 | LOAD
119118227 | DOM | EARLEYS | 35 KV | EARLEYSP | GEN
1775828457 | DOM | EARLEYS | 35 KV | HOLOMNSP | GEN
2156111342 | DOM | EARLEYS | 35 KV | KRUGENSP | GEN
34886519 | DOM | EARLEYS | 35 KV | TX1 | LOAD
34886521 | DOM | EARLEYS | 35 KV | TX2 | LOAD
2156114735 | DOM | EASTERS | 230 KV | LD1_V37 | LOAD
2156114682 | DOM | EASTERS | 230 KV | LD2_W37 | LOAD
2156114767 | DOM | EASTERS | 230 KV | LD3_Y37 | LOAD
2156114538 | DOM | EASTERS | 230 KV | LD4_U37 | LOAD
2156114618 | DOM | EASTERS | 230 KV | LD5_Z37 | LOAD
34886743 | DOM | EASTMILL | 14 KV | TX4 | LOAD
34886745 | DOM | EASTMILL | 14 KV | TX5 | LOAD
34886747 | DOM | EASTMILL | 14 KV | TX6 | LOAD
34886523 | DOM | EDENTON | 13 KV | TX1 | LOAD
34886749 | DOM | EDINBUR4 | 35 KV | TX1 | LOAD
34886751 | DOM | EDINBUR4 | 35 KV | TX2 | LOAD
2156113264 | DOM | EDMONSON | 34.5 KV | PINEYCSP | GEN
1067162334 | DOM | EDWSFERY | 34.5 KV | TX1 | LOAD
34886753 | DOM | EFFINGER | 115 KV | TX1 | LOAD
2156109776 | DOM | ELIZBETH | 35 KV | IVYNECSP | GEN
1292916265 | DOM | ELIZBETH | 35 KV | MORCNRSP | GEN
1552845077 | DOM | ELIZRIV | 13.8 KV | GT1 | GEN
1552845078 | DOM | ELIZRIV | 13.8 KV | GT2 | GEN
1552845076 | DOM | ELIZRIV | 13.8 KV | GT3 | GEN
1218906801 | DOM | ELIZRIV | 230 KV | SS1 | LOAD
1388604817 | DOM | ELKLCKDP | 230 KV | DP_W74 | LOAD
1388604816 | DOM | ELKLCKDP | 230 KV | DP_X74 | LOAD
2156109183 | DOM | ELKO4 | 35 KV | BRIELFSP | GEN
74008661 | DOM | ELKO4 | 35 KV | TX1 | LOAD
1084384387 | DOM | ELKO4 | 35 KV | TX2 | LOAD
1097726960 | DOM | ELKRUNDP | 230 KV | TX1 | LOAD
34886755 | DOM | ELKTONDP | 115 KV | TX1 | LOAD
1183224935 | DOM | ELMFARM | 34.5 KV | TX1 | LOAD
35010345 | DOM | ELMONT | 500 KV |  | EHV
34885337 | DOM | ELMONT4 | 35 KV | TX3 | LOAD
34885339 | DOM | ELMONT4 | 35 KV | TX4 | LOAD
34885341 | DOM | EMPORADP | 115 KV | TX1 | LOAD
48934201 | DOM | EMPORIA | 13 KV | G12 | GEN
34885343 | DOM | EMPORIA | 13 KV | TX2 | LOAD
2156112062 | DOM | ENDCAVRN | 35 KV | ENDCA1SP | GEN
2156112092 | DOM | ENDCAVRN | 35 KV | ENDCA2SP | GEN
34886757 | DOM | ENDCAVRN | 35 KV | TX1 | LOAD
34886759 | DOM | ENDCAVRN | 35 KV | TX2 | LOAD
2156115685 | DOM | ENON4 | 35 KV | BTM2 | GEN
2156115043 | DOM | ENON4 | 35 KV | LD3 | LOAD
34885345 | DOM | ENON4 | 35 KV | TX2 | LOAD
1183224936 | DOM | ENTRPRIS | 34.5 KV | TX3 | LOAD
1183224937 | DOM | ENTRPRIS | 34.5 KV | TX5 | LOAD
2156110187 | DOM | ENTRPRIS | 36.5 KV | TX4 | LOAD
2156114246 | DOM | EPG | 35 KV | LD1 | LOAD
2156114430 | DOM | EPG | 35 KV | LD3 | LOAD
2156114422 | DOM | EPG | 35 KV | LD4 | LOAD
34886531 | DOM | ETNFERDP | 115 KV | TX1 | LOAD
34886533 | DOM | ETNFERDP | 115 KV | TX2 | LOAD
135389829 | DOM | EVERETTS | 230 KV | SR_1 | GEN
1338431573 | DOM | EVERETTS | 35 KV | EVERTSP | GEN
34886535 | DOM | EVERETTS | 35 KV | TX1 | LOAD
1552832744 | DOM | EVERETTS | 35 KV | TX1_NCE | LOAD
34886537 | DOM | EVERETTS | 35 KV | TX3 | LOAD
2156110850 | DOM | EVRGREEN | 230 KV | H137_LD | LOAD
2156110851 | DOM | EVRGREEN | 230 KV | H237_LD | LOAD
2156112427 | DOM | EVRGREEN | 230 KV | H337_LD | LOAD
2156112447 | DOM | EVRGREEN | 230 KV | H437_LD | LOAD
34886761 | DOM | FAIRFELD | 35 KV | TX1 | LOAD
34885349 | DOM | FARMVILL | 13 KV | TX1 | LOAD
34885351 | DOM | FARMVILL | 13 KV | TX2 | LOAD
34885353 | DOM | FARMVILL | 35 KV | TX3 | LOAD
1439646323 | DOM | FARMVILL | 35 KV | TX6LOAD | LOAD
2156113183 | DOM | FARMWELL | 34 KV | TX1_LOAD | LOAD
2156113244 | DOM | FARMWELL | 34 KV | TX4_LOAD | LOAD
2156111269 | DOM | FARMWELL | 36.5 KV | TX2_LOAD | LOAD
2156111268 | DOM | FARMWELL | 36.5 KV | TX3_LOAD | LOAD
34886235 | DOM | FCWADP | 230 KV | TX1 | LOAD
2156110847 | DOM | FCWADP | 230 KV | TX2 | LOAD
1775828296 | DOM | FENTRES4 | 230 KV | BOOST | GEN
1775828298 | DOM | FENTRES4 | 230 KV | BUCK | GEN
1338431489 | DOM | FENTRES4 | 230 KV | SV1 | GEN
34885835 | DOM | FENTRES4 | 35 KV | TX2 | LOAD
35010351 | DOM | FENTRESS | 500 KV |  | EHV
2156111267 | DOM | FIELDSCR | 34.5 KV | TX1LD | LOAD
1268564243 | DOM | FINESCNR | 34.5 KV | LOAD | LOAD
2156114707 | DOM | FIRETOWR | 230 KV | LD1 | LOAD
34886763 | DOM | FISHERSV | 22 KV | TX1 | LOAD
34886765 | DOM | FISHERSV | 22 KV | TX2 | LOAD
2155501928 | DOM | FIVEFRKS | 115 KV | HEC | LOAD
34886539 | DOM | FIVEPTDP | 115 KV | TX1 | LOAD
2156111756 | DOM | FLATCREE | 13 KV | LD1 | LOAD
34886237 | DOM | FLSCHURC | 35 KV | TX3 | LOAD
34886239 | DOM | FLSCHURC | 35 KV | TX4 | LOAD
34887979 | DOM | FLUVANNA | 18 KV | GS12 | GEN
34887981 | DOM | FLUVANNA | 18 KV | GT12 | GEN
34887983 | DOM | FLUVANNA | 18 KV | GT22 | GEN
34887985 | DOM | FLUVANNA | 18 KV | GT32 | GEN
35010381 | DOM | FLUVANNA | 500 KV |  | EHV
34885355 | DOM | FORTLEE | 13 KV | TX1 | LOAD
34885357 | DOM | FORTLEE | 13 KV | TX2 | LOAD
98369955 | DOM | FORTLEE | 13 KV | TX3 | LOAD
71856751 | DOM | FOURRIVR | 13.8 KV | GT501 | GEN
71856753 | DOM | FOURRIVR | 13.8 KV | GT502 | GEN
71856757 | DOM | FOURRIVR | 13.8 KV | GT601 | GEN
71856759 | DOM | FOURRIVR | 13.8 KV | GT602 | GEN
71856749 | DOM | FOURRIVR | 13.8 KV | ST501 | GEN
71856755 | DOM | FOURRIVR | 13.8 KV | ST601 | GEN
71856761 | DOM | FOURRIVR | 18 KV | NUG1 | GEN
34885359 | DOM | FOURRIVR | 230 KV | COOP | LOAD
34886241 | DOM | FRANCONA | 35 KV | TX1 | LOAD
34886243 | DOM | FRANCONA | 35 KV | TX2 | LOAD
2156111774 | DOM | FRANKLI4 | 13 KV | DELARDSP | GEN
34885837 | DOM | FRANKLI4 | 13 KV | TX1 | LOAD
34885839 | DOM | FRANKLI4 | 13 KV | TX2 | LOAD
34886245 | DOM | FRDRKSBG | 13 KV | TX2 | LOAD
34886247 | DOM | FRDRKSBG | 13 KV | TX3 | LOAD
34886249 | DOM | FRDRKSBG | 35 KV | TX4 | LOAD
34886251 | DOM | FRDRKSBG | 35 KV | TX6 | LOAD
1248985239 | DOM | FREEDOM1 | 69 KV | LOAD | LOAD
34885361 | DOM | FREEMNDP | 115 KV | TX1 | LOAD
2156112399 | DOM | FROGLICK | 34.5 KV | FROGLKSP | GEN
1107333036 | DOM | FRONT ROYAL | 500 KV |  | EHV
2156115977 | DOM | FRONTROY | 19 KV | WARCOST1 | GEN
1183224273 | DOM | FRONTROY | 21 KV | LD1 | LOAD
1183224274 | DOM | FRONTROY | 21 KV | LD2 | LOAD
1183224275 | DOM | FRONTROY | 21 KV | LD3 | LOAD
1097733802 | DOM | FRONTROY | 21 KV | WARCOCT1 | GEN
1097733803 | DOM | FRONTROY | 21 KV | WARCOCT2 | GEN
1097733805 | DOM | FRONTROY | 21 KV | WARCOCT3 | GEN
34885841 | DOM | FTEUSTIS | 115 KV | TX1 | LOAD
34885843 | DOM | FTEUSTIS | 115 KV | TX2 | LOAD
2156111795 | DOM | FTEUSTIS | 115 KV | TX3 | LOAD
34885365 | DOM | FTPICKET | 115 KV | DP | LOAD
1666104976 | DOM | FTPICKET | 115 KV | DP1LD | LOAD
34885363 | DOM | FTPICKET | 13 KV | TX1 | LOAD
1067162354 | DOM | FULLERRD | 36.5 KV | LOAD | LOAD
34886255 | DOM | GAINESVL | 115 KV | DP3 | LOAD
34886253 | DOM | GAINESVL | 35 KV | TX1 | LOAD
51519931 | DOM | GAINESVL | 35 KV | TX4 | LOAD
34886257 | DOM | GALLWSRD | 35 KV | TX1 | LOAD
34886259 | DOM | GALLWSRD | 35 KV | TX2 | LOAD
34885367 | DOM | GARNERDP | 115 KV | TX1 | LOAD
135389815 | DOM | GARRSNV | 230 KV | SR1 | GEN
1132294357 | DOM | GARRSNV | 230 KV | SR2 | GEN
2156114113 | DOM | GARRSNV | 36.5 KV | LD2 | LOAD
87901511 | DOM | GARRSNV | 36.5 KV | LOAD | LOAD
34885369 | DOM | GARYDP | 115 KV | TX1 | LOAD
34885371 | DOM | GASBRGDP | 69 KV | TX1 | LOAD
34887923 | DOM | GASTON4 | 14 KV | G1 | GEN
34887925 | DOM | GASTON4 | 14 KV | G2 | GEN
34887927 | DOM | GASTON4 | 14 KV | G3 | GEN
34887929 | DOM | GASTON4 | 14 KV | G4 | GEN
2156111855 | DOM | GENITO | 35 KV | LD1 | LOAD
1869181466 | DOM | GLADYSDP | 69 KV | DP | LOAD
34886767 | DOM | GLASGOW4 | 13 KV | TX1 | LOAD
34886769 | DOM | GLASGOW4 | 13 KV | TX2 | LOAD
34886261 | DOM | GLCARLYN | 35 KV | TX1 | LOAD
34886263 | DOM | GLCARLYN | 35 KV | TX3 | LOAD
34886265 | DOM | GLCARLYN | 35 KV | TX4 | LOAD
34886267 | DOM | GLEBE | 35 KV | TX1 | LOAD
34886269 | DOM | GLEBE | 35 KV | TX2 | LOAD
2156113774 | DOM | GLOBLPLZ | 36 KV | TX1LOAD | LOAD
2156113277 | DOM | GLOBLPLZ | 36 KV | TX2LOAD | LOAD
2156113217 | DOM | GLOBLPLZ | 36 KV | TX3LOAD | LOAD
2156113694 | DOM | GLOBLPLZ | 36 KV | TX4LOAD | LOAD
34886271 | DOM | GODWINDP | 115 KV | 172 | LOAD
34886273 | DOM | GODWINDP | 115 KV | 197 | LOAD
2156114691 | DOM | GODWINDP | 230 KV | 172LD | LOAD
2156114626 | DOM | GODWINDP | 230 KV | 197LD | LOAD
1356178195 | DOM | GOOSECRE | 500 KV |  | EHV
38367919 | DOM | GORDONSV | 115 KV | DECA_DVP | LOAD
34886771 | DOM | GORDONSV | 35 KV | TX2 | LOAD
34886775 | DOM | GOSHEN4 | 22 KV | TX3 | LOAD
34886777 | DOM | GOSHEN4 | 46 KV | TX1 | LOAD
45565917 | DOM | GOSPORT | 35 KV | G1 | GEN
34885845 | DOM | GOSPORT | 35 KV | TX1 | LOAD
34885847 | DOM | GOSPORT | 35 KV | TX2 | LOAD
34885849 | DOM | GRAFTON4 | 13 KV | TX1 | LOAD
2156113172 | DOM | GRAPEVIN | 115 KV | CUNNINLD | LOAD
2156111617 | DOM | GRASSFID | 35 KV | GRASFDSP | GEN
67719581 | DOM | GRASSFID | 35 KV | TX1 | LOAD
1067162523 | DOM | GRASSFID | 35 KV | TX2 LD | LOAD
34887845 | DOM | GRAVLNK | 13 KV | GT3 | GEN
34887847 | DOM | GRAVLNK | 13 KV | GT4 | GEN
34887849 | DOM | GRAVLNK | 13 KV | GT5 | GEN
34887851 | DOM | GRAVLNK | 13 KV | GT6 | GEN
34887853 | DOM | GRAVLNK | 13 KV | GTS | GEN
34885851 | DOM | GRAVLNK | 13 KV | TX1 | LOAD
45565915 | DOM | GREENGAP | 35 KV | G1 | GEN
62871515 | DOM | GREENLAND GAP | 500 KV |  | EHV
34885853 | DOM | GREENRUN | 35 KV | TX1 | LOAD
34885855 | DOM | GREENRUN | 35 KV | TX2 | LOAD
41935445 | DOM | GREENWAY | 34.5 KV | TX1 | LOAD
57967577 | DOM | GREENWAY | 34.5 KV | TX2 | LOAD
83734357 | DOM | GREENWAY | 34.5 KV | TX3 | LOAD
1218907076 | DOM | GREENWAY | 34.5 KV | TX4 | LOAD
34885857 | DOM | GREENWCH | 35 KV | TX3 | LOAD
34885375 | DOM | GREENWDP | 115 KV | TX1 | LOAD
34885377 | DOM | GRETNA | 13 KV | TX1 | LOAD
2156115610 | DOM | GRETNA | 13 KV | TX2 | LOAD
34885379 | DOM | GRETNADP | 69 KV | TX1 | LOAD
34885381 | DOM | GRITDP | 115 KV | TX1 | LOAD
1379268474 | DOM | GRNSVIL | 20 KV | GREENCT1 | GEN
1379268475 | DOM | GRNSVIL | 20 KV | GREENCT2 | GEN
1379268473 | DOM | GRNSVIL | 20 KV | GREENCT3 | GEN
1379268476 | DOM | GRNSVIL | 20 KV | GREENSST | GEN
1379258553 | DOM | GRNSVIL | 20 KV | LOAD1 | LOAD
1379258554 | DOM | GRNSVIL | 20 KV | LOAD2 | LOAD
1379258552 | DOM | GRNSVIL | 20 KV | LOAD3 | LOAD
1379245240 | DOM | GRNSVIL | 500 KV |  | EHV
34886779 | DOM | GROTTOES | 13 KV | TX1 | LOAD
2156113357 | DOM | GROTTOES | 13 KV | TX2 | LOAD
34885859 | DOM | GRTBRIDG | 35 KV | TX1 | LOAD
34885861 | DOM | GRTBRIDG | 35 KV | TX2 | LOAD
34886275 | DOM | GUMSPRNG | 35 KV | TX1 | LOAD
34886277 | DOM | GUMSPRNG | 35 KV | TX2 | LOAD
1165472646 | DOM | HALLBRAN | 115 KV | LOAD | LOAD
1552844999 | DOM | HALLBRAN | 13.8 KV | G1 | GEN
135389817 | DOM | HAMILTN | 230 KV | SR1 | GEN
83734355 | DOM | HAMILTN | 34.5 KV | LD-XF | LOAD
2156113094 | DOM | HAMILTN | 34.5 KV | TX2_LD | LOAD
1666117668 | DOM | HAMLTDOM | 13.8 KV | G1 NCEMC | GEN
1338431480 | DOM | HAMLTDOM | 13.8 KV | G2_INT | GEN
1338431479 | DOM | HAMLTDOM | 13.8 KV | G3_INT | GEN
1666117669 | DOM | HAMLTDOM | 13.8 KV | G4 NCEMC | GEN
1666117667 | DOM | HAMLTDOM | 13.8 KV | G5 NCEMC | GEN
1338431478 | DOM | HAMLTDOM | 13.8 KV | G6_INT | GEN
34885863 | DOM | HANDSMDP | 115 KV | TX1 | LOAD
2156113242 | DOM | HANOVER4 | 13 KV | TX5LD | LOAD
1107282762 | DOM | HANOVER4 | 35 KV | TX1LD | LOAD
34885389 | DOM | HANOVER4 | 35 KV | TX2 | LOAD
34885865 | DOM | HARBORVW | 35 KV | TX1 | LOAD
112586033 | DOM | HARBORVW | 35 KV | TX2 | LOAD
2041990327 | DOM | HARMONYV | 35 KV | PULLERSP | GEN
34885393 | DOM | HARMONYV | 35 KV | TX3 | LOAD
38367909 | DOM | HARMONYV | 35 KV | TX4 | LOAD
2156116089 | DOM | HARPERS | 230 KV | SV1 | GEN
2156116119 | DOM | HARPERS | 230 KV | SV2 | GEN
2156115655 | DOM | HARPERS | 230 KV | SV3 | GEN
2156112477 | DOM | HARRELL | 34.5 KV | WAVRL2SP | GEN
2156112438 | DOM | HARRELL | 34.5 KV | WAVRLYSP | GEN
34886783 | DOM | HARRSNBG | 35 KV | TX1 | LOAD
34886785 | DOM | HARRSNBG | 35 KV | TX2 | LOAD
34886787 | DOM | HARRSNBG | 69 KV | HEC3 | LOAD
34886789 | DOM | HARRSNBG | 69 KV | HEC6 | LOAD
34886279 | DOM | HARRSNDP | 115 KV | DP1 | LOAD
2156109461 | DOM | HARTSMIL | 34.5 KV | HARTSMSP | GEN
34885395 | DOM | HARVELL | 13 KV | TX1 | LOAD
34885397 | DOM | HARVELL | 13 KV | TX2 | LOAD
34885399 | DOM | HARWGATE | 13 KV | TX1 | LOAD
34885401 | DOM | HARWGATE | 13 KV | TX2 | LOAD
34885403 | DOM | HARWGATE | 35 KV | TX3 | LOAD
2156115956 | DOM | HAWTREE | 34.5 KV | HWTRCRSP | GEN
34885405 | DOM | HAYES | 35 KV | TX1 | LOAD
34885407 | DOM | HAYES | 35 KV | TX2 | LOAD
34886281 | DOM | HAYFIEL4 | 35 KV | TX1 | LOAD
34886283 | DOM | HAYFIEL4 | 35 KV | TX2 | LOAD
2156114964 | DOM | HAYMARKT | 34.5 KV | TX2LOAD | LOAD
2156109924 | DOM | HAYMARKT | 34.5 KV | TX3LOAD | LOAD
2156114953 | DOM | HAYMARKT | 34.5 KV | TX4LOAD | LOAD
76427813 | DOM | HCF | 13.8 KV | GT1 | GEN
76427815 | DOM | HCF | 13.8 KV | GT2 | GEN
76427817 | DOM | HCF | 13.8 KV | GT3 | GEN
76427811 | DOM | HCF | 13.8 KV | ST | GEN
2156110047 | DOM | HEATHCOT | 230 KV | SR1 | GEN
2156110048 | DOM | HEATHCOT | 230 KV | SR2 | GEN
2156114081 | DOM | HENDRICK | 34.5 KV | POWELLSP | GEN
2156109337 | DOM | HERBERT2 | 13.8 KV | TX1LOAD | LOAD
2156109336 | DOM | HERBERT2 | 13.8 KV | TX2LOAD | LOAD
1268563755 | DOM | HERMTAGE | 13.2 KV | LOAD 3 | LOAD
1268563756 | DOM | HERMTAGE | 34.5 KV | LOAD 1 | LOAD
1183224822 | DOM | HERNDNPK | 34.5 KV | TX2 | LOAD
34886285 | DOM | HERNDNPK | 35 KV | TX1 | LOAD
34885409 | DOM | HICKGRDP | 115 KV | TX1 | LOAD
1369002657 | DOM | HICKORY | 34.5 KV | T1 | LOAD
34885869 | DOM | HICKORY | 35 KV | TX2 | LOAD
34885871 | DOM | HODGESFY | 13 KV | TX1 | LOAD
34885873 | DOM | HODGESFY | 35 KV | TX2 | LOAD
2156112761 | DOM | HOGARDML | 115 KV | WINDSRDP | LOAD
34885875 | DOM | HOLLAND | 115 KV | HOLLNDP | LOAD
34885877 | DOM | HOLLAND | 115 KV | TX1 | LOAD
34886791 | DOM | HOLLYMD | 35 KV | TX1 | LOAD
34885411 | DOM | HOOPERDP | 115 KV | TX1 | LOAD
36181299 | DOM | HOPEWEL4 | 35 KV | HOPEWELL | GEN
34885413 | DOM | HOPEWEL4 | 35 KV | TX1 | LOAD
34885415 | DOM | HOPEWEL4 | 35 KV | TX2 | LOAD
34885417 | DOM | HOPEWEL4 | 35 KV | TX7 | LOAD
34886541 | DOM | HORNERTN | 13 KV | TX1 | LOAD
34886543 | DOM | HORNERTN | 13 KV | TX2 | LOAD
34886547 | DOM | HORNERTN | 35 KV | TX5 | LOAD
2041963546 | DOM | HORNERTN | 36.5 KV | TX3 | LOAD
2156113356 | DOM | HOURGLAS | 230 KV | LD1 | LOAD
2156113403 | DOM | HOURGLAS | 230 KV | LD2 | LOAD
34886793 | DOM | HRSNBGDP | 230 KV | TX1 | LOAD
1268564363 | DOM | HRTSEASE | 115 KV | DP1 LD | LOAD
34885419 | DOM | HUBER | 115 KV | TX1 | LOAD
34885421 | DOM | HULLSTR | 35 KV | TX1 | LOAD
34885423 | DOM | HULLSTR | 35 KV | TX2 | LOAD
34885425 | DOM | HULLSTR | 35 KV | TX3 | LOAD
34886287 | DOM | HUNTER | 35 KV | TX1 | LOAD
34886289 | DOM | HUNTER | 35 KV | TX2 | LOAD
1107283555 | DOM | HYDROAD | 230 KV | LOAD | LOAD
34885427 | DOM | ICI | 13 KV | TX1 | LOAD
34885429 | DOM | ICI | 13 KV | TX2 | LOAD
135389827 | DOM | IDYLWOO4 | 230 KV | SR_1 | GEN
1379258867 | DOM | IDYLWOO4 | 35 KV | TX1Z | LOAD
1379258868 | DOM | IDYLWOO4 | 35 KV | TX2Z | LOAD
123900989 | DOM | IDYLWOO4 | 35 KV | TX3 | LOAD
34886295 | DOM | INDEPHIL | 115 KV | TX1 | LOAD
34885881 | DOM | INDUSTPK | 13 KV | TX2 | LOAD
34885883 | DOM | INDUSTPK | 13 KV | TX3 | LOAD
34885885 | DOM | INDUSTPK | 35 KV | TX1 | LOAD
112586035 | DOM | INDUSTPK | 35 KV | TX4 | LOAD
2156114102 | DOM | INTERCON | 36 KV | LD1 | LOAD
2156114136 | DOM | INTERCON | 36 KV | LD2 | LOAD
2156114187 | DOM | INTERCON | 36 KV | LD3 | LOAD
2156114183 | DOM | INTERCON | 36 KV | LD4 | LOAD
36181301 | DOM | IRONBRI4 | 35 KV | CHESTERF | GEN
34885431 | DOM | IRONBRI4 | 35 KV | TX1 | LOAD
34885433 | DOM | IRONBRI4 | 35 KV | TX2 | LOAD
34885435 | DOM | IRONBRI4 | 35 KV | TX3 | LOAD
34885437 | DOM | ISLCRKDP | 115 KV | TX1 | LOAD
34885439 | DOM | IVOR | 115 KV | TX1 | LOAD
2156110622 | DOM | IVORYLNE | 34.5 KV | IVORLNSP | GEN
34886549 | DOM | JACKSNDP | 115 KV | TX1 | LOAD
34886795 | DOM | JAMESLEE | 115 KV | TX1 | LOAD
34886797 | DOM | JAMESRIV | 115 KV | TX1 | LOAD
34885441 | DOM | JARRATT | 115 KV | TX1 | LOAD
34885443 | DOM | JARRATT | 115 KV | TX2 | LOAD
34885445 | DOM | JARRATT | 115 KV | TX3 | LOAD
34885447 | DOM | JARRATT | 115 KV | TX4 | LOAD
2156115391 | DOM | JEFFRESS | 115 KV | LD_V37 | LOAD
2156115478 | DOM | JEFFRESS | 115 KV | LD_W37 | LOAD
2156113627 | DOM | JEFFRSON | 230 KV | SR_1 | GEN
34886297 | DOM | JEFFRSON | 35 KV | TX1 | LOAD
34886299 | DOM | JEFFRSON | 35 KV | TX2 | LOAD
34886301 | DOM | JEFFRSON | 35 KV | TX3 | LOAD
34886303 | DOM | JEFFRSON | 35 KV | TX4 | LOAD
36181305 | DOM | JETERSVL | 35 KV | AMELIA | GEN
36181303 | DOM | JETERSVL | 35 KV | POINTON | GEN
34885449 | DOM | JETERSVL | 35 KV | TX1 | LOAD
34886305 | DOM | JOHNSNDP | 230 KV | TX2 | LOAD
112586029 | DOM | JONESTDP | 115 KV | TX1 | LOAD
1348256447 | DOM | KANAWTRL | 46 KV | LOAD | LOAD
34885453 | DOM | KDOMINDP | 115 KV | TX1 | LOAD
1379258356 | DOM | KDOMINDP | 115 KV | TX2 | LOAD
34886307 | DOM | KEENMILL | 35 KV | TX1 | LOAD
34886309 | DOM | KEENMILL | 35 KV | TX2 | LOAD
1292916271 | DOM | KELFORD | 35 KV | KELFRDSP | GEN
34886551 | DOM | KELFORD | 35 KV | TX1 | LOAD
2156115804 | DOM | KELMARBI | 34.5 KV | KELMARSP | GEN
34885455 | DOM | KENBRIDG | 13 KV | TX1 | LOAD
34887805 | DOM | KERRDAM | 14 KV | G1 | GEN
34887807 | DOM | KERRDAM | 14 KV | G2 | GEN
34887809 | DOM | KERRDAM | 14 KV | G3 | GEN
34887811 | DOM | KERRDAM | 14 KV | G4 | GEN
34887813 | DOM | KERRDAM | 14 KV | G5 | GEN
34887815 | DOM | KERRDAM | 14 KV | G6 | GEN
34887817 | DOM | KERRDAM | 14 KV | G7 | GEN
34885457 | DOM | KERRDP | 115 KV | TX1 | LOAD
34885459 | DOM | KEVLAR | 13 KV | TX1 | LOAD
34885461 | DOM | KEVLAR | 13 KV | TX2 | LOAD
34886799 | DOM | KIDDSTDP | 115 KV | TX1 | LOAD
34885463 | DOM | KINDERTN | 13 KV | TX1 | LOAD
2156113405 | DOM | KINGQUEE | 36 KV | TX1LOAD | LOAD
34885887 | DOM | KINGSFRK | 13 KV | TX1 | LOAD
1775828308 | DOM | KINGSFRK | 35 KV | GARDFMSP | GEN
1123172529 | DOM | KINGSFRK | 35 KV | TX_2 | LOAD
34885891 | DOM | KINGSFRK | 35 KV | TX3 | LOAD
34885465 | DOM | KINGSLND | 115 KV | TX1 | LOAD
34885467 | DOM | KINGSLND | 115 KV | TX2 | LOAD
34885893 | DOM | KINGSMIL | 35 KV | TX1 | LOAD
34885895 | DOM | KINGSMIL | 35 KV | TX2 | LOAD
2156115734 | DOM | KITKAT | 115 KV | DP1 | LOAD
45565885 | DOM | KITTYHWK | 35 KV | TX6LOAD | LOAD
1183224986 | DOM | KITTYHWK | 35 KV | TX8LOAD | LOAD
2156113106 | DOM | LACROSSE | 36 KV | LOAD1 | LOAD
2156112991 | DOM | LACROSSE | 36 KV | LOAD2 | LOAD
2156113705 | DOM | LACROSSE | 36 KV | LOAD3 | LOAD
34887871 | DOM | LADYSMCT | 14 KV | GT1 | GEN
34887873 | DOM | LADYSMCT | 14 KV | GT2 | GEN
63381383 | DOM | LADYSMCT | 18 KV | GT3 | GEN
63381385 | DOM | LADYSMCT | 18 KV | GT4 | GEN
74008743 | DOM | LADYSMCT | 18 KV | GT5 | GEN
63381285 | DOM | LADYSMCT | 35 KV | SX3 | LOAD
34886311 | DOM | LADYSMCT | 35 KV | TX12 | LOAD
35010363 | DOM | LADYSMITH | 500 KV |  | EHV
34886801 | DOM | LAKEOFWD | 115 KV | TX1 | LOAD
34886803 | DOM | LAKEOFWD | 115 KV | WILDNSDP | LOAD
34885471 | DOM | LAKESID4 | 13 KV | TX7 | LOAD
34885473 | DOM | LAKESID4 | 13 KV | TX9 | LOAD
34885475 | DOM | LAKESID4 | 35 KV | TX2 | LOAD
34885477 | DOM | LAKESID4 | 35 KV | TX3 | LOAD
2156113208 | DOM | LAKEVIE4 | 230 KV | SR_1 | GEN
34886313 | DOM | LAKRIDGE | 35 KV | TX1 | LOAD
34886315 | DOM | LAKRIDGE | 35 KV | TX2 | LOAD
34885479 | DOM | LANCASTR | 13 KV | TX1 | LOAD
34885481 | DOM | LANCASTR | 35 KV | TX2 | LOAD
34885483 | DOM | LANCASTR | 35 KV | TX3 | LOAD
1775828311 | DOM | LANDSTWN | 230 KV | BOOST | GEN
1775828312 | DOM | LANDSTWN | 230 KV | BUCK | GEN
1318144917 | DOM | LANDSTWN | 230 KV | SV1 | GEN
34885897 | DOM | LANDSTWN | 35 KV | TX3 | LOAD
74008665 | DOM | LANDSTWN | 35 KV | TX4 | LOAD
34885899 | DOM | LANEXA | 115 KV | TX1 | LOAD
57967665 | DOM | LAWRNCVL | 34.5 KV | BRUNSKLF | GEN
57967563 | DOM | LAWRNCVL | 34.5 KV | TX1 | LOAD
57967565 | DOM | LAWRNCVL | 34.5 KV | TX2 | LOAD
34885903 | DOM | LEBANON4 | 35 KV | TX2 | LOAD
1388604453 | DOM | LEBANON4 | 35 KV | TX3LOAD | LOAD
34886557 | DOM | LEGXRDDP | 115 KV | TX1 | LOAD
35010383 | DOM | LEXINGTON | 500 KV |  | EHV
2156113068 | DOM | LGHTFOOT | 35 KV | NORGE_SP | GEN
2156112235 | DOM | LGHTFOOT | 35 KV | ROCHAMSP | GEN
34885905 | DOM | LGHTFOOT | 35 KV | TX1 | LOAD
34885907 | DOM | LGHTFOOT | 35 KV | TX2 | LOAD
112586037 | DOM | LGHTFOOT | 35 KV | TX3 | LOAD
1248985241 | DOM | LIBERTY1 | 115 KV | NOVEC | LOAD
2156113548 | DOM | LINCOLNP | 34 KV | TX1_LOAD | LOAD
2156113707 | DOM | LINCOLNP | 34 KV | TX2_LOAD | LOAD
2156113639 | DOM | LINCOLNP | 34 KV | TX3_LOAD | LOAD
2156113766 | DOM | LINCOLNP | 34 KV | TX4_LOAD | LOAD
2156114570 | DOM | LINCOLNP | 34 KV | TX5_LOAD | LOAD
34886317 | DOM | LINDENDP | 115 KV | TX1 | LOAD
1183224717 | DOM | LITLCREK | 34.5 KV | TX1 | LOAD
1183224718 | DOM | LITLCREK | 34.5 KV | TX2 | LOAD
34886559 | DOM | LITTLEDP | 115 KV | TX1 | LOAD
34886561 | DOM | LKGASTON | 35 KV | TX1 | LOAD
1775815473 | DOM | LNTNHLDP | 230 KV | DP1LD | LOAD
2156112382 | DOM | LOCKRDGE | 34 KV | TX1 | LOAD
2156112488 | DOM | LOCKRDGE | 34 KV | TX2 | LOAD
2156112388 | DOM | LOCKRDGE | 34 KV | TX3 | LOAD
2156112344 | DOM | LOCKRDGE | 34 KV | TX4 | LOAD
2156112491 | DOM | LOCKRDGE | 34 KV | TX5 | LOAD
34885489 | DOM | LOCKS | 13 KV | TX1 | LOAD
34885491 | DOM | LOCKS | 13 KV | TX2 | LOAD
1268563568 | DOM | LOCKS | 35 KV | LOAD | LOAD
34885493 | DOM | LOCKS | 35 KV | TX4 | LOAD
47012239 | DOM | LOCUSTDP | 115 KV | TX1 | LOAD
34886319 | DOM | LOMARDP | 115 KV | TX1 | LOAD
34886321 | DOM | LOMARDP | 115 KV | TX2 | LOAD
34885909 | DOM | LONDNBRG | 35 KV | TX1 | LOAD
34885911 | DOM | LONGCREK | 35 KV | TX1 | LOAD
34885913 | DOM | LONGCREK | 35 KV | TX2 | LOAD
35010365 | DOM | LOUDOUN | 500 KV |  | EHV
2156115895 | DOM | LOUISA | 35 KV | BTM1 | GEN
34886807 | DOM | LOUISA | 35 KV | TX1 | LOAD
93354021 | DOM | LOUISACT | 13.8 KV | G1 | GEN
93354023 | DOM | LOUISACT | 13.8 KV | G2 | GEN
93353469 | DOM | LOUISACT | 13.8 KV | G2 SS LD | LOAD
93354025 | DOM | LOUISACT | 13.8 KV | G3 | GEN
93353471 | DOM | LOUISACT | 13.8 KV | G3 SS LD | LOAD
93354027 | DOM | LOUISACT | 13.8 KV | G4 | GEN
34887991 | DOM | LOUISACT | 18 KV | G5 | GEN
34886809 | DOM | LOUISAPP | 230 KV | TX1 | LOAD
1183224844 | DOM | LOVETTSV | 138 KV | LOV_DVP2 | LOAD
38367913 | DOM | LOVETTSV | 138 KV | LOVE_DVP | LOAD
40243767 | DOM | LOWMOOR | 13 KV | GT1 | GEN
40243769 | DOM | LOWMOOR | 13 KV | GT2 | GEN
40243771 | DOM | LOWMOOR | 13 KV | GT3 | GEN
40243773 | DOM | LOWMOOR | 13 KV | GT4 | GEN
34887993 | DOM | LOWMOOR | 13 KV | GTS | GEN
1775828315 | DOM | LYNNHAVN | 230 KV | BOOST | GEN
1775828314 | DOM | LYNNHAVN | 230 KV | BUCK | GEN
1356163780 | DOM | LYNNHAVN | 230 KV | SV1 | GEN
34885917 | DOM | LYNNHAVN | 35 KV | TX4 | LOAD
34885919 | DOM | LYNNHAVN | 35 KV | TX5 | LOAD
2156111773 | DOM | MACKEYS | 34.5 KV | MACKEYSP | GEN
34885921 | DOM | MAGRUDER | 13 KV | TX1 | LOAD
34885923 | DOM | MAGRUDER | 35 KV | TX2 | LOAD
34885925 | DOM | MAGRUDER | 35 KV | TX3 | LOAD
2156109915 | DOM | MAINPOST | 13.2 KV | TX1LOAD | LOAD
2156109916 | DOM | MAINPOST | 13.2 KV | TX2LOAD | LOAD
34885497 | DOM | MANCHSTR | 13 KV | TX2 | LOAD
34885499 | DOM | MANCHSTR | 13 KV | TX3 | LOAD
34886563 | DOM | MAPLTNDP | 115 KV | TX1 | LOAD
34885503 | DOM | MARGARTV | 115 KV | TX1 | LOAD
34885505 | DOM | MARLBORO | 35 KV | TX1 | LOAD
34885507 | DOM | MARLBORO | 35 KV | TX2 | LOAD
34887875 | DOM | MARSHRUN | 18 KV | GT1 | GEN
34887877 | DOM | MARSHRUN | 18 KV | GT2 | GEN
34887879 | DOM | MARSHRUN | 18 KV | GT3 | GEN
98369961 | DOM | MARSHRUN | 18 KV | SATA | LOAD
98369963 | DOM | MARSHRUN | 18 KV | SATB | LOAD
34886565 | DOM | MARTINDP | 115 KV | TX1 | LOAD
34885927 | DOM | MARTNHND | 115 KV | TX1 | LOAD
34885509 | DOM | MAURYST | 115 KV | TX1 | LOAD
34886569 | DOM | MAYODP | 115 KV | TX2 | LOAD
34885929 | DOM | MCLAUGH | 35 KV | TX5 | LOAD
74008667 | DOM | MCLAUGH | 35 KV | TX6 | LOAD
34885511 | DOM | MDSNVLDP | 115 KV | TX1 | LOAD
2156113680 | DOM | MERCK5 | 13 KV | TX1LD | LOAD
2156113575 | DOM | MERCK5 | 13 KV | TX2LD | LOAD
34886811 | DOM | MERCK5 | 35 KV | TX1D1 | LOAD
34886813 | DOM | MERCK5 | 35 KV | TX1D2 | LOAD
34886817 | DOM | MERCK5 | 35 KV | TX3 | LOAD
38367923 | DOM | MERCK5 | 35 KV | TX4 | LOAD
34885931 | DOM | MERCURY | 22 KV | TX1 | LOAD
2156113980 | DOM | MERCURY | 22 KV | TX2_LOAD | LOAD
34885513 | DOM | METCALF | 13 KV | TX1 | LOAD
2156115948 | DOM | METCALF | 13 KV | TX2 | LOAD
34886323 | DOM | MIDDLEBG | 35 KV | TX1 | LOAD
34886325 | DOM | MIDDLEBG | 35 KV | TX2 | LOAD
51519933 | DOM | MIDDLEBG | 35 KV | TX5 | LOAD
2156112633 | DOM | MIDLOTH | 35 KV | DRYBRIBS | GEN
34885515 | DOM | MIDLOTH | 35 KV | TX1 | LOAD
2156109331 | DOM | MIDLOTH | 35 KV | TX3 | LOAD
34885517 | DOM | MIDLOTH | 35 KV | TX5 | LOAD
35010347 | DOM | MIDLOTHIAN | 500 KV |  | EHV
34886819 | DOM | MIDWAYDP | 115 KV | TX1 | LOAD
38367821 | DOM | MILLVILL | 34 KV | MILL_DVP | LOAD
34886327 | DOM | MINEROAD | 35 KV | TX1 | LOAD
34886329 | DOM | MINEROAD | 35 KV | TX2 | LOAD
34886331 | DOM | MINVILDP | 115 KV | TX1 | LOAD
34886821 | DOM | MITCHLDP | 115 KV | TX1 | LOAD
2156113613 | DOM | MOONCRNR | 34.5 KV | BOOKERSP | GEN
34886333 | DOM | MOOREDP | 230 KV | TX1 | LOAD
34885519 | DOM | MORANDP | 115 KV | TX1 | LOAD
35010367 | DOM | MORRISVILLE | 500 KV |  | EHV
45565873 | DOM | MORSBGDP | 115 KV | TX1 | LOAD
1356178181 | DOM | MOSBY | 500 KV |  | EHV
1248993377 | DOM | MOSBY | 500 KV | BOOST1 | GEN
1248993375 | DOM | MOSBY | 500 KV | BOOST2 | GEN
1248993378 | DOM | MOSBY | 500 KV | BUCK1 | GEN
1248993376 | DOM | MOSBY | 500 KV | BUCK2 | GEN
1207074968 | DOM | MOSBY | 500 KV | SVC_1 | GEN
1207074967 | DOM | MOSBY | 500 KV | SVC2 | GEN
1379268595 | DOM | MOYOCK | 34.5 KV | RANCHLSP | GEN
1379268596 | DOM | MOYOCK | 34.5 KV | SUMMITSP | GEN
34886571 | DOM | MRTNCTDP | 115 KV | TX1 | LOAD
35010385 | DOM | MT STORM | 500 KV |  | EHV
34885521 | DOM | MTAIRYDP | 69 KV | TX1 | LOAD
2156114195 | DOM | MTEAGLE | 35 KV | RIVANNSP | GEN
34886823 | DOM | MTEAGLE | 35 KV | TX1 | LOAD
34886827 | DOM | MTJACKS4 | 115 KV | TX2 | LOAD
2156111024 | DOM | MTJACKS4 | 35 KV | MTJAC1SP | GEN
34886825 | DOM | MTJACKS4 | 35 KV | TX1 | LOAD
2156112281 | DOM | MTLAURE4 | 115 KV | MOBILELD | LOAD
34885523 | DOM | MTLAURE4 | 13 KV | TX1 | LOAD
71856523 | DOM | MTN RUN | 115 KV | RECLOAD1 | LOAD
71856525 | DOM | MTN RUN | 115 KV | RECLOAD2 | LOAD
71856527 | DOM | MTN RUN | 115 KV | RECLOAD3 | LOAD
98370469 | DOM | MTNROAD | 35 KV | HENRICLF | GEN
34885525 | DOM | MTNROAD | 35 KV | TX1 | LOAD
34885527 | DOM | MTNROAD | 35 KV | TX2 | LOAD
34887997 | DOM | MTSTORM4 | 22 KV | G1 | GEN
34887999 | DOM | MTSTORM4 | 22 KV | G2 | GEN
34888001 | DOM | MTSTORM4 | 22 KV | G3 | GEN
1305131444 | DOM | MTSTORM4 | 35 KV | GT1 | GEN
45565895 | DOM | MTSTORM4 | 35 KV | RSS2 | LOAD
34886837 | DOM | MTSTORM4 | 35 KV | RSS6 | LOAD
34886831 | DOM | MTSTORM4 | 4 KV | SS1 | LOAD
34886833 | DOM | MTSTORM4 | 4 KV | SS2 | LOAD
34886835 | DOM | MTSTORM4 | 4 KV | SS3 | LOAD
1218915187 | DOM | MTSTORM4 | 500 KV | BOOST | GEN
1218915186 | DOM | MTSTORM4 | 500 KV | BUCK | GEN
1207075032 | DOM | MTSTORM4 | 500 KV | SV1 | GEN
119118229 | DOM | MURPHY | 35 KV | MURFRESP | GEN
34886573 | DOM | MURPHY | 35 KV | TX1 | LOAD
34886575 | DOM | MURPHY | 35 KV | TX2 | LOAD
34885933 | DOM | MYRTLE | 35 KV | TX1 | LOAD
34886577 | DOM | NAGSHEAD | 35 KV | TX2 | LOAD
34886579 | DOM | NAGSHEAD | 35 KV | TX3 | LOAD
34887819 | DOM | NANNA4 | 22 KV | G1 | GEN
34887821 | DOM | NANNA4 | 22 KV | G2 | GEN
34885529 | DOM | NANNA4 | 22 KV | SS1 | LOAD
34885531 | DOM | NANNA4 | 22 KV | SS2 | LOAD
135389819 | DOM | NANNA4 | 230 KV | SR_1 | GEN
34885533 | DOM | NANNA4 | 35 KV | RSS1 | LOAD
34885535 | DOM | NANNA4 | 35 KV | RSS2 | LOAD
34885537 | DOM | NANNA4 | 35 KV | RSS3 | LOAD
1379258398 | DOM | NANNA4 | 35 KV | TX7LOAD | LOAD
1183224719 | DOM | NASADOM | 22 KV | T1 | LOAD
1183224720 | DOM | NASADOM | 22 KV | T2 | LOAD
34886581 | DOM | NASH | 35 KV | TX1 | LOAD
34885539 | DOM | NATCYL | 115 KV | TX1 | LOAD
34885541 | DOM | NATWELDR | 230 KV | TX1 | LOAD
41935441 | DOM | NAVYNTH | 230 KV | TX1 | LOAD
41935443 | DOM | NAVYNTH | 230 KV | TX2 | LOAD
34885935 | DOM | NAVYSTH | 35 KV | TX1 | LOAD
34885937 | DOM | NAVYSTH | 35 KV | TX2 | LOAD
34885543 | DOM | NBOHEMDP | 115 KV | TX1 | LOAD
34885545 | DOM | NDOSWLDP | 115 KV | TX1 | LOAD
34885547 | DOM | NEAST | 13 KV | TX1 | LOAD
34885549 | DOM | NEAST | 13 KV | TX3 | LOAD
71856767 | DOM | NEAST | 35 KV | BFI LF | GEN
34885551 | DOM | NEAST | 35 KV | TX5 | LOAD
34885553 | DOM | NEAST | 35 KV | TX6 | LOAD
1218906567 | DOM | NEAST | 35 KV | TX8 | LOAD
34885939 | DOM | NEWPORTR | 13 KV | TX1 | LOAD
1123172330 | DOM | NEWROAD | 115 KV | LDNOVEC | LOAD
1439658069 | DOM | NEWSOMS | 34.5 KV | NEWSOMSP | GEN
1067162453 | DOM | NHAMPTON | 36.5 KV | LOAD | LOAD
2156112741 | DOM | NHAMPTON | 36.5 KV | LOAD2 | LOAD
34886843 | DOM | NIBCO | 115 KV | TX1 | LOAD
2156114139 | DOM | NIMBUS | 36 KV | LD1 | LOAD
2156114126 | DOM | NIMBUS | 36 KV | LD2 | LOAD
2156114098 | DOM | NIMBUS | 36 KV | LD3 | LOAD
2156114149 | DOM | NIMBUS | 36 KV | LD4 | LOAD
34886845 | DOM | NIRIVER | 115 KV | TX1 | LOAD
2156114708 | DOM | NIT | 34.5 KV | LD1 | LOAD
2156114770 | DOM | NIT | 34.5 KV | LD2 | LOAD
93353461 | DOM | NIVO | 36.5 KV | T1 | LOAD
93353463 | DOM | NIVO | 36.5 KV | T2 | LOAD
1207066638 | DOM | NIVO | 36.5 KV | T3 | LOAD
2156113076 | DOM | NIVO | 36.5 KV | T4 | LOAD
2156111018 | DOM | NOKESVIL | 36.5 KV | NOKEVLSP | GEN
1067162456 | DOM | NOKESVIL | 36.5 KV | TX1 | LOAD
35010349 | DOM | NORTH ANNA | 500 KV |  | EHV
34885555 | DOM | NPOLE | 35 KV | TX1 | LOAD
1268563614 | DOM | NPOLE | 35 KV | TX2 | LOAD
34886847 | DOM | NRIVERDP | 115 KV | TX1 | LOAD
2156113293 | DOM | NRTHALEX | 36.5 KV | LD3 | LOAD
2156109767 | DOM | NRTHNECK | 115 KV | BOOST | GEN
2156109766 | DOM | NRTHNECK | 115 KV | BUCK | GEN
2156109768 | DOM | NRTHNECK | 115 KV | SV1 | GEN
40243747 | DOM | NRTHNECK | 13 KV | GT1 | GEN
40243749 | DOM | NRTHNECK | 13 KV | GT2 | GEN
40243751 | DOM | NRTHNECK | 13 KV | GT3 | GEN
40243753 | DOM | NRTHNECK | 13 KV | GT4 | GEN
2156109184 | DOM | NRTHNECK | 35 KV | GARDYMSP | GEN
34885559 | DOM | NRTHNECK | 35 KV | TX1 | LOAD
34885561 | DOM | NRTHNECK | 35 KV | TX5 | LOAD
2156115481 | DOM | NRTHSTAR | 230 KV | W64_LD | LOAD
2156115471 | DOM | NRTHSTAR | 230 KV | Y64_LD | LOAD
34886583 | DOM | NUCOR4 | 230 KV | TX1 | LOAD
34885563 | DOM | NUTBSHDP | 115 KV | TX1 | LOAD
34885565 | DOM | NVIEWDP | 115 KV | TX1 | LOAD
34885567 | DOM | NWEST | 13 KV | TX7TLOAD | LOAD
34885569 | DOM | NWEST | 13 KV | TX9 | LOAD
34885571 | DOM | NWEST | 35 KV | TX1 | LOAD
34885573 | DOM | NWEST | 35 KV | TX2 | LOAD
93353465 | DOM | NWEST | 35 KV | TX3 | LOAD
34885941 | DOM | NWPORTNW | 13 KV | TX4 | LOAD
34885943 | DOM | NWPORTNW | 22 KV | TX3 | LOAD
34885945 | DOM | NWPORTNW | 22 KV | TX8 | LOAD
34886335 | DOM | OAKGROV4 | 35 KV | TX1 | LOAD
1183224859 | DOM | OAKGROV4 | 35 KV | TX2 | LOAD
34885947 | DOM | OAKRIDGE | 13 KV | TX1 | LOAD
1305122802 | DOM | OAKRIDGE | 13 KV | TX2 | LOAD
2156112629 | DOM | OAKSP | 34.5 KV | OAKSP | GEN
34885949 | DOM | OAKWOOD | 13 KV | TX3 | LOAD
34885951 | DOM | OAKWOOD | 13 KV | TX4 | LOAD
34885953 | DOM | OAKWOOD | 35 KV | TX1 | LOAD
34885955 | DOM | OAKWOOD | 35 KV | TX2 | LOAD
34885957 | DOM | OAKWOOD | 35 KV | TX5 | LOAD
119118225 | DOM | OCCOQUAN | 35 KV | I95LF | GEN
1097733899 | DOM | OCCOQUAN | 35 KV | I95LF2 | GEN
34886337 | DOM | OCCOQUAN | 35 KV | TX1 | LOAD
34886339 | DOM | OCCOQUAN | 35 KV | TX2 | LOAD
2156111023 | DOM | OCONECHE | 34.5 KV | GUTNBGSP | GEN
1107282863 | DOM | OCRAN | 13.2 KV | TX1 | LOAD
2156116099 | DOM | OGDENMTN | 13.8 KV | NUG | GEN
1869195619 | DOM | OLDCHRCH | 35 KV | HOLYFDSP | GEN
2156111613 | DOM | OLDCHRCH | 35 KV | MECHVLSP | GEN
34885575 | DOM | OLDCHRCH | 35 KV | TX1 | LOAD
1107282865 | DOM | OLDCHRCH | 35 KV | TX2 | LOAD
2156111019 | DOM | OLDCHRCH | 35 KV | WOODBDSP | GEN
34885577 | DOM | OMEGADP | 115 KV | TX1 | LOAD
2156113974 | DOM | OPAL | 36 KV | TX1_LOAD | LOAD
2156113929 | DOM | OPAL | 36 KV | TX2_LOAD | LOAD
34886849 | DOM | ORANGE | 13 KV | TX2 | LOAD
1218907448 | DOM | ORANGE | 13 KV | TX3 | LOAD
34886851 | DOM | ORANGE | 35 KV | TX1 | LOAD
34886585 | DOM | OREGONDP | 115 KV | TX1 | LOAD
34885579 | DOM | OTTERRIV | 13 KV | TX1 | LOAD
34885581 | DOM | OTTERRIV | 13 KV | TX2 | LOAD
2156112126 | DOM | OWLTRAP | 34.5 KV | CARVERSP | GEN
35010369 | DOM | OX | 500 KV |  | EHV
2156109921 | DOM | PACIFIC | 36.5 KV | TX1LOAD | LOAD
1338422964 | DOM | PACIFIC | 36.5 KV | TX2LOAD | LOAD
1338422965 | DOM | PACIFIC | 36.5 KV | TX3LOAD | LOAD
2156111760 | DOM | PACIFIC | 36.5 KV | TX4LOAD | LOAD
2155501926 | DOM | PAMPLIN | 24 KV | TX4 | LOAD
34885583 | DOM | PAMPLIN | 35 KV | TX1 | LOAD
34885585 | DOM | PAMPLIN | 35 KV | TX3 | LOAD
34886587 | DOM | PANTEGDP | 115 KV | TX1 | LOAD
34885587 | DOM | PAPERMIL | 35 KV | TX1 | LOAD
2156112343 | DOM | PARAGNPK | 34 KV | LD1 | LOAD
2156112374 | DOM | PARAGNPK | 34 KV | LD2 | LOAD
34886593 | DOM | PARMELE | 13 KV | TX1 | LOAD
1338431458 | DOM | PASQTANK | 35 KV | ELIZCYSP | GEN
112586031 | DOM | PASQTANK | 35 KV | TX1 | LOAD
34886853 | DOM | PAYTESDP | 115 KV | TX1 | LOAD
1388605040 | DOM | PAYTESDP | 115 KV | TX2 | LOAD
34885589 | DOM | PCHAPEL | 13 KV | TX1 | LOAD
57967581 | DOM | PEACHGDP | 115 KV | TX1 | LOAD
47012235 | DOM | PEAISLAN | 115 KV | PEATPNCE | LOAD
34885591 | DOM | PEARSON | 35 KV | TX1 | LOAD
1356163875 | DOM | PECAN | 34.5 KV | PECANSP | GEN
2156114929 | DOM | PEMBROKE | 34.5 KV | TIMBERWF | GEN
34886341 | DOM | PENDER | 35 KV | TX1 | LOAD
34886343 | DOM | PENDER | 35 KV | TX2 | LOAD
34886345 | DOM | PENDER | 35 KV | TX3 | LOAD
2041990671 | DOM | PENDLETN | 35 KV | OCEANASP | GEN
34885959 | DOM | PENDLETN | 35 KV | TX1 | LOAD
34885961 | DOM | PENDLETN | 35 KV | TX2 | LOAD
34885963 | DOM | PENINSLA | 35 KV | TX1 | LOAD
34885965 | DOM | PENINSLA | 35 KV | TX2 | LOAD
34885967 | DOM | PENINSLA | 35 KV | TX5 | LOAD
74008669 | DOM | PENNIMAN | 35 KV | TX1 | LOAD
34885593 | DOM | PERTH | 35 KV | TX1 | LOAD
34885595 | DOM | PERTH | 35 KV | TX2 | LOAD
2156112190 | DOM | PINEGLAD | 34.5 KV | PINEGLSP | GEN
2156109341 | DOM | PIONEER1 | 230 KV | DP_W94 | LOAD
2156109342 | DOM | PIONEER1 | 230 KV | DP_X94 | LOAD
34885597 | DOM | PIPELINE | 115 KV | TX1 | LOAD
34885599 | DOM | PLAZA | 13 KV | TX1 | LOAD
34885601 | DOM | PLAZA | 13 KV | TX3 | LOAD
34885603 | DOM | PLAZA | 35 KV | TX5 | LOAD
35010371 | DOM | PLEASANT VIEW | 500 KV |  | EHV
34886347 | DOM | PLEASNTV | 35 KV | TX1 | LOAD
34886349 | DOM | PLEASNTV | 35 KV | TX2 | LOAD
41935447 | DOM | PLEASNTV | 35 KV | TX4 | LOAD
2156113998 | DOM | PLEASNTV | 35 KV | TX5_LOAD | LOAD
34885605 | DOM | PLESNTH4 | 115 KV | TX1 | LOAD
1268564318 | DOM | PLYMOUT4 | 35 KV | TX_1 | LOAD
1268564319 | DOM | PLYMOUT4 | 35 KV | TX_2 | LOAD
1084384536 | DOM | PLYWOOD | 13.8 KV | LOAD | LOAD
1084391751 | DOM | PLYWOOD | 13.8 KV | PLYWODBI | GEN
2156111618 | DOM | POCATY | 34.5 KV | POCATYSP | GEN
34885607 | DOM | POE | 35 KV | TX3 | LOAD
34885609 | DOM | POE | 35 KV | TX4 | LOAD
98369959 | DOM | POINTHBR | 35 KV | TX1 | LOAD
1552832688 | DOM | POLANDRD | 34.5 KV | TX1 | LOAD
2156110848 | DOM | POLANDRD | 34.5 KV | TX2 | LOAD
1552832689 | DOM | POLANDRD | 34.5 KV | TX3 | LOAD
2156110849 | DOM | POLANDRD | 34.5 KV | TX6 | LOAD
1552845038 | DOM | POLYESTR | 13.8 KV | G1 | GEN
1305122598 | DOM | POLYESTR | 230 KV | RSST1 | LOAD
1369002600 | DOM | PONTON | 115 KV | DP1 | LOAD
2156113333 | DOM | POOLSVIL | 35 KV | SURRYSP | GEN
34885973 | DOM | POOLSVIL | 35 KV | TX1 | LOAD
1775814978 | DOM | PORTUGEE | 230 KV | DPW74 | LOAD
1775814977 | DOM | PORTUGEE | 230 KV | DPX74 | LOAD
35010373 | DOM | POSSUM POINT | 500 KV |  | EHV
34887887 | DOM | POSSUMP4 | 14 KV | G3 | GEN
40243755 | DOM | POSSUMP4 | 14 KV | GT1 | GEN
40243757 | DOM | POSSUMP4 | 14 KV | GT2 | GEN
40243759 | DOM | POSSUMP4 | 14 KV | GT3 | GEN
40243761 | DOM | POSSUMP4 | 14 KV | GT4 | GEN
40243763 | DOM | POSSUMP4 | 14 KV | GT5 | GEN
40243765 | DOM | POSSUMP4 | 14 KV | GT6 | GEN
34887889 | DOM | POSSUMP4 | 14 KV | GTS | GEN
34887891 | DOM | POSSUMP4 | 18 KV | G6 | GEN
34887893 | DOM | POSSUMP4 | 18 KV | GT6A | GEN
34887895 | DOM | POSSUMP4 | 18 KV | GT6B | GEN
34887897 | DOM | POSSUMP4 | 18 KV | GT6S | GEN
34886351 | DOM | POSSUMP4 | 2 KV | ARS1 | LOAD
34886353 | DOM | POSSUMP4 | 2 KV | ARS3 | LOAD
1107283319 | DOM | POSSUMP4 | 2 KV | ARS4-1 | LOAD
51519935 | DOM | POSSUMP4 | 2 KV | R5-2 | LOAD
34886365 | DOM | POSSUMP4 | 2 KV | SS3 | LOAD
34886367 | DOM | POSSUMP4 | 2 KV | SS4 | LOAD
34886369 | DOM | POSSUMP4 | 2 KV | SS5 | LOAD
34887899 | DOM | POSSUMP4 | 22 KV | G4 | GEN
34887901 | DOM | POSSUMP4 | 25 KV | G5 | GEN
1388604739 | DOM | POSSUMP4 | 4 KV | R5-1LOAD | LOAD
34886371 | DOM | POSSUMP4 | 4 KV | SS6A | LOAD
34886373 | DOM | POSSUMP4 | 4 KV | SS6B | LOAD
1097726619 | DOM | POWHATAN | 230 KV | TX3 LD | LOAD
2156113281 | DOM | POWHATAN | 35 KV | POWHA2SP | GEN
1388614364 | DOM | POWHATAN | 35 KV | POWHATSP | GEN
2156113966 | DOM | POWHATAN | 35 KV | QUILLWSP | GEN
34885613 | DOM | POWHATAN | 35 KV | TX1 | LOAD
34885615 | DOM | POWHATAN | 35 KV | TX2 | LOAD
2156114932 | DOM | PRENTICE | 36 KV | LD1 | LOAD
2156115031 | DOM | PRENTICE | 36 KV | LD2 | LOAD
2156115071 | DOM | PRENTICE | 36 KV | LD3 | LOAD
2156115085 | DOM | PRENTICE | 36 KV | LD4 | LOAD
1097726620 | DOM | PRGEORGE | 230 KV | LOAD | LOAD
34885975 | DOM | PRINCANN | 35 KV | TX1 | LOAD
2156116053 | DOM | PRINCANN | 36.5 KV | LD2 | LOAD
34886375 | DOM | PRINCWIL | 230 KV | TX1 | LOAD
34886855 | DOM | PROFITDP | 230 KV | TX1 | LOAD
34886857 | DOM | PROFITDP | 230 KV | TX2 | LOAD
36181313 | DOM | PROVFORG | 35 KV | CHARLESC | GEN
34885617 | DOM | PROVFORG | 35 KV | TX1 | LOAD
2156113029 | DOM | PUDDNRID | 34.5 KV | OAKTRASP | GEN
34886377 | DOM | QUANTICO | 115 KV | TX1 | LOAD
34886379 | DOM | QUANTICO | 115 KV | TX2 | LOAD
2156113722 | DOM | RACEFIEL | 230 KV | LOAD1 | LOAD
2156113637 | DOM | RACEFIEL | 230 KV | LOAD2 | LOAD
1067162492 | DOM | RADNORHT | 36.5 KV | TX1 | LOAD
1318136564 | DOM | RAILRDDP | 230 KV | NOVECLD1 | LOAD
1318136565 | DOM | RAILRDDP | 230 KV | NOVECLD2 | LOAD
2156111021 | DOM | RAPPAHAN | 115 KV | SR1 | GEN
2156111020 | DOM | RAPPAHAN | 115 KV | SR2 | GEN
34886381 | DOM | RAVNSWTH | 35 KV | TX1 | LOAD
1356178183 | DOM | RAWLINGS | 500 KV |  | EHV
2156111792 | DOM | RAWLINGS | 500 KV | 1BOOST | GEN
2156111754 | DOM | RAWLINGS | 500 KV | 1BUCK | GEN
2156111786 | DOM | RAWLINGS | 500 KV | 2BOOST | GEN
2156111771 | DOM | RAWLINGS | 500 KV | 2BUCK | GEN
2156111336 | DOM | RAWLINGS | 500 KV | SV1 | GEN
2156111337 | DOM | RAWLINGS | 500 KV | SV2 | GEN
34885619 | DOM | REAMSDP | 115 KV | TX1 | LOAD
123900991 | DOM | REDFIELD | 34.5 KV | LOAD | LOAD
34885621 | DOM | REDHSEDP | 115 KV | TX1 | LOAD
34885623 | DOM | REEDYCRK | 35 KV | TX2 | LOAD
34885977 | DOM | REEVESAV | 35 KV | TX2 | LOAD
34885979 | DOM | REEVESAV | 35 KV | TX3 | LOAD
34885981 | DOM | REEVESAV | 35 KV | TX6 | LOAD
1388614460 | DOM | REMINGTN | 35 KV | REMNGTSP | GEN
34886383 | DOM | REMINGTN | 35 KV | TX1 | LOAD
34886385 | DOM | REMINGTN | 35 KV | TX2 | LOAD
34887903 | DOM | REMNTNCT | 18 KV | GT1 | GEN
34887905 | DOM | REMNTNCT | 18 KV | GT2 | GEN
34887907 | DOM | REMNTNCT | 18 KV | GT3 | GEN
34887909 | DOM | REMNTNCT | 18 KV | GT4 | GEN
34886387 | DOM | REMNTNCT | 35 KV | TX12 | LOAD
34886389 | DOM | REMNTNCT | 35 KV | TX34 | LOAD
2156112503 | DOM | RENAN | 34.5 KV | RENANSP | GEN
34886391 | DOM | RESTON | 35 KV | TX1 | LOAD
34886393 | DOM | RESTON | 35 KV | TX2 | LOAD
34886395 | DOM | RESTON | 35 KV | TX3 | LOAD
34885625 | DOM | REYMET | 115 KV | TX1 | LOAD
34886601 | DOM | RIDERCRK | 35 KV | TX1 | LOAD
1248984804 | DOM | RIDGROAD | 13 KV | TX1 | LOAD
1248984803 | DOM | RIDGROAD | 13 KV | TX2 | LOAD
1379258540 | DOM | RIDGROAD | 13 KV | TX3 | LOAD
1552832115 | DOM | RIDGROAD | 13 KV | TX4 | LOAD
2155501927 | DOM | RIDGROAD | 13.8 KV | TX5 | LOAD
34885627 | DOM | RIVERRD | 13 KV | TX1 | LOAD
34885629 | DOM | RIVERRD | 13 KV | TX2 | LOAD
34885631 | DOM | RIVERRD | 35 KV | TX3 | LOAD
34885633 | DOM | RIVERRD | 35 KV | TX4 | LOAD
34886861 | DOM | ROCKBRDG | 13 KV | TX1 | LOAD
34886863 | DOM | ROCKBRDG | 13 KV | TX3 | LOAD
2156111344 | DOM | ROCKFORG | 34.5 KV | ROCFORWF | GEN
1165473087 | DOM | ROCKLNDG | 34.5 KV | LOAD | LOAD
123900975 | DOM | ROCKVILE | 36.5 KV | TX1 | LOAD
2156111867 | DOM | ROCKVILE | 36.5 KV | TX2 | LOAD
1379245506 | DOM | ROGERSRD | 500 KV |  | EHV
2156111868 | DOM | ROLNSFRD | 230 KV | DP_W54 | LOAD
2156111759 | DOM | ROLNSFRD | 230 KV | DP_Y54 | LOAD
34886605 | DOM | RORAPDDP | 115 KV | TX1 | LOAD
34887935 | DOM | RORAPIDS | 14 KV | G1 | GEN
34887937 | DOM | RORAPIDS | 14 KV | G2 | GEN
34887939 | DOM | RORAPIDS | 14 KV | G3 | GEN
34887941 | DOM | RORAPIDS | 14 KV | G4 | GEN
34886607 | DOM | RORAPIDS | 14 KV | SS1 | LOAD
34886609 | DOM | RORAPIDS | 14 KV | SS2 | LOAD
1552845186 | DOM | ROSEMARY | 13.8 KV | NUG | GEN
34886397 | DOM | ROSLYN | 13 KV | TX1 | LOAD
34886399 | DOM | ROSLYN | 13 KV | TX2 | LOAD
34886401 | DOM | ROSLYN | 13 KV | TX3 | LOAD
34886403 | DOM | ROSLYN | 13 KV | TX4 | LOAD
2156114335 | DOM | ROUNDTBL | 36.5 KV | LD1 | LOAD
2156114483 | DOM | ROUNDTBL | 36.5 KV | LD2 | LOAD
2156114453 | DOM | ROUNDTBL | 36.5 KV | LD3 | LOAD
2156114363 | DOM | ROUNDTBL | 36.5 KV | LD4 | LOAD
1305122898 | DOM | RUNWAYDP | 230 KV | NOVEC | LOAD
34885983 | DOM | RURITAN | 230 KV | TX1 | LOAD
34886611 | DOM | SAMSHEAD | 115 KV | TX1 | LOAD
2156115103 | DOM | SANDERDP | 34.5 KV | TX3LOAD | LOAD
2156115053 | DOM | SANDERDP | 34.5 KV | WOODRDSP | GEN
2156109343 | DOM | SANDLOT | 36.5 KV | TX1LOAD | LOAD
2156109344 | DOM | SANDLOT | 36.5 KV | TX2LOAD | LOAD
2156114782 | DOM | SANDLOT | 36.5 KV | TX3LOAD | LOAD
2156114702 | DOM | SANDLOT | 36.5 KV | TX4LOAD | LOAD
2156114710 | DOM | SANDLOT | 36.5 KV | TX5LOAD | LOAD
2156114591 | DOM | SANDLOT | 36.5 KV | TX6LOAD | LOAD
34888005 | DOM | SANNA | 230 KV | G1 | GEN
34888007 | DOM | SANNA | 230 KV | G2 | GEN
1388614366 | DOM | SAPONY | 35 KV | SAPONYSP | GEN
34885637 | DOM | SAPONY | 35 KV | TX1 | LOAD
34885639 | DOM | SAPONY | 35 KV | TX2 | LOAD
34886613 | DOM | SCOTLAND | 13 KV | TX2 | LOAD
1552832798 | DOM | SCOTLAND | 13 KV | TX2_NCE | LOAD
1552832797 | DOM | SCOTLAND | 13 KV | TX2H_NCE | LOAD
34886865 | DOM | SDRAFTDP | 115 KV | TX1 | LOAD
34886617 | DOM | SEABOARD | 13 KV | TX1 | LOAD
34885985 | DOM | SEAFORD | 35 KV | TX1 | LOAD
34885987 | DOM | SEAFORD | 35 KV | TX2 | LOAD
35010353 | DOM | SEPTA | 500 KV |  | EHV
34885991 | DOM | SEWELLPT | 35 KV | TX8 | LOAD
74008741 | DOM | SHACKLFD | 35 KV | PENISULA | GEN
61482315 | DOM | SHACKLFD | 35 KV | SHACKLF | GEN
34885641 | DOM | SHACKLFD | 35 KV | TX1 | LOAD
34887857 | DOM | SHAMPTON | 115 KV | G1 | GEN
2156113715 | DOM | SHAWBORO | 230 KV | SR-1 | GEN
34885993 | DOM | SHEA | 35 KV | TX3 | LOAD
34885995 | DOM | SHEA | 35 KV | TX4 | LOAD
2156112332 | DOM | SHELHORN | 34 KV | TX3 | LOAD
1107283104 | DOM | SHELHORN | 36.5 KV | TX1 | LOAD
1318136260 | DOM | SHELHORN | 36.5 KV | TX2 | LOAD
2156113092 | DOM | SHELHORN | 36.5 KV | TX4 | LOAD
34885997 | DOM | SHELLBNK | 13 KV | TX3 | LOAD
1084384756 | DOM | SHELLBNK | 22 KV | TX5LOAD | LOAD
1084384755 | DOM | SHELLBNK | 22 KV | TX7 | LOAD
1107282906 | DOM | SHERTFOR | 230 KV | TX1 | LOAD
1552832016 | DOM | SHERTFOR | 230 KV | TX1_NCE | LOAD
34886867 | DOM | SHERWOOD | 35 KV | TX1 | LOAD
34886869 | DOM | SHERWOOD | 35 KV | TX2 | LOAD
2156113089 | DOM | SHILLAGH | 34.5 KV | SHILLASP | GEN
1107283458 | DOM | SHILOHDP | 115 KV | TX1 | LOAD
34885643 | DOM | SHOCKOE | 13 KV | TX1 | LOAD
34885645 | DOM | SHOCKOE | 13 KV | TX2 | LOAD
34885647 | DOM | SHOCKOE | 35 KV | TX3 | LOAD
34885649 | DOM | SHOCKOE | 35 KV | TX4 | LOAD
34885651 | DOM | SHORTPMP | 35 KV | TX1 | LOAD
34885653 | DOM | SHORTPMP | 35 KV | TX2 | LOAD
34885655 | DOM | SHORTPMP | 35 KV | TX3 | LOAD
34886405 | DOM | SIDEBURN | 35 KV | TX1 | LOAD
1097727061 | DOM | SIDEBURN | 35 KV | TX2 | LOAD
34885657 | DOM | SINAI | 13 KV | TX1 | LOAD
2156114031 | DOM | SINAI | 13 KV | TX2_LOAD | LOAD
67719579 | DOM | SISISKY | 13.2 KV | LOAD | LOAD
1183224505 | DOM | SJUSTICE | 115 KV | HALFXEMC | LOAD
1356178201 | DOM | SKFFSCRK | 500 KV |  | EHV
34886407 | DOM | SLABTNDP | 115 KV | TX1 | LOAD
1379258938 | DOM | SLABTNDP | 115 KV | TX2 | LOAD
2156116042 | DOM | SLIGO | 35 KV | BTM1 | GEN
2156115868 | DOM | SLIGO | 35 KV | BTM2 | GEN
34886619 | DOM | SLIGO | 35 KV | TX1 | LOAD
1379259074 | DOM | SLIGO | 35 KV | TX2 | LOAD
2156114008 | DOM | SMITHFLD | 35 KV | SOLIDASP | GEN
34886007 | DOM | SMITHFLD | 35 KV | TX1 | LOAD
34886009 | DOM | SMITHFLD | 35 KV | TX2 | LOAD
34886409 | DOM | SMOKTNDP | 115 KV | TX1 | LOAD
2156112468 | DOM | SMTHPOND | 34.5 KV | PUMPKISP | GEN
2156111401 | DOM | SNORFOLK | 34.5 KV | TX1 | LOAD
34886011 | DOM | SNORFOLK | 35 KV | TX3 | LOAD
34885659 | DOM | SOBOSTON | 13 KV | TX1 | LOAD
34885661 | DOM | SOBOSTON | 13 KV | TX2 | LOAD
2156111404 | DOM | SOCKMAN | 36.5 KV | LOAD | LOAD
2156112258 | DOM | SOJOURNR | 230 KV | LD1 | LOAD
2156112287 | DOM | SOJOURNR | 230 KV | LD2 | LOAD
38367927 | DOM | SOMERSET | 35 KV | SOME_DVP | LOAD
34885663 | DOM | SOUTHILL | 13 KV | TX1 | LOAD
34885665 | DOM | SOUTHILL | 13 KV | TX2 | LOAD
34886411 | DOM | SOWEGODP | 115 KV | TX1 | LOAD
2156110342 | DOM | SPANGRO | 34.5 KV | SPAGROSP | GEN
2156109460 | DOM | SPOTSLV | 34.5 KV | SPOTS1SP | GEN
2155502065 | DOM | SPOTSLV | 34.5 KV | SPOTS2SP | GEN
1356178187 | DOM | SPOTSLV | 500 KV |  | EHV
2156109452 | DOM | SPRUANCE | 13.8 KV | G2-3 | GEN
2156109453 | DOM | SPRUANCE | 13.8 KV | G2-4 | GEN
2156109332 | DOM | SPRUANCE | 230 KV | AUX1 | LOAD
2156109333 | DOM | SPRUANCE | 230 KV | AUX2 | LOAD
2156109334 | DOM | SPRUANCE | 230 KV | AUX3 | LOAD
2156109335 | DOM | SPRUANCE | 230 KV | AUX4 | LOAD
34886413 | DOM | STAFFORD | 35 KV | TX1 | LOAD
34886415 | DOM | STAFFORD | 35 KV | TX2 | LOAD
34886877 | DOM | STAUNTON | 22 KV | TX5 | LOAD
1379259225 | DOM | STAUNTON | 24 KV | TX2LD | LOAD
1305123085 | DOM | STERLNPK | 35 KV | TX_2 | LOAD
1305123087 | DOM | STERLNPK | 35 KV | TX_3 | LOAD
1305123086 | DOM | STERLNPK | 35 KV | TX_4 | LOAD
1248985203 | DOM | STERLNPK | 35 KV | TX1 | LOAD
2156111022 | DOM | STGCOACH | 34.5 KV | STGCHSP | GEN
34885667 | DOM | STHCREEK | 35 KV | TX2 | LOAD
34885669 | DOM | STHWEST | 35 KV | TX4 | LOAD
34885671 | DOM | STHWEST | 35 KV | TX5 | LOAD
47012229 | DOM | STJOHNDP | 115 KV | STJOHNDP | LOAD
34886425 | DOM | STJOHNS4 | 115 KV | TX1 | LOAD
2156109578 | DOM | STNEWATR | 230 KV | STN_NVC1 | LOAD
2156109577 | DOM | STNEWATR | 230 KV | STN_NVC2 | LOAD
34886427 | DOM | STONWLDP | 115 KV | DP1 | LOAD
34885673 | DOM | STRATFRD | 13 KV | TX1 | LOAD
34885675 | DOM | STRATFRD | 13 KV | TX2 | LOAD
34886879 | DOM | STUDRAFT | 22 KV | TX1 | LOAD
34886881 | DOM | STUDRAFT | 22 KV | TX3 | LOAD
34886013 | DOM | STUMPYLK | 35 KV | TX1 | LOAD
34886015 | DOM | STUMPYLK | 35 KV | TX2 | LOAD
135389821 | DOM | SUFFOLK | 230 KV | SR_1 | GEN
2156112827 | DOM | SUFFOLK | 35 KV | PLSNTHSP | GEN
2156112379 | DOM | SUFFOLK | 35 KV | SUFFLKSP | GEN
38367911 | DOM | SUFFOLK | 35 KV | TX6 | LOAD
1183224660 | DOM | SUFFOLK | 35 KV | TX9 | LOAD
1356178189 | DOM | SUFFOLK | 500 KV |  | EHV
34886429 | DOM | SULLY | 35 KV | TX1 | LOAD
34886431 | DOM | SULLY | 35 KV | TX2 | LOAD
2156109340 | DOM | SUMMITDP | 230 KV | DP | LOAD
34886621 | DOM | SUNBURY4 | 35 KV | TX1 | LOAD
123900977 | DOM | SUNSETHL | 34.5 KV | LOAD | LOAD
35010355 | DOM | SURRY | 500 KV |  | EHV
34887859 | DOM | SURRY4 | 22 KV | G1 | GEN
34887861 | DOM | SURRY4 | 22 KV | G2 | GEN
34886025 | DOM | SURRY4 | 35 KV | BUS5LOAD | LOAD
34886027 | DOM | SURRY4 | 35 KV | BUS6LOAD | LOAD
34886029 | DOM | SURRY4 | 35 KV | RSS4 | LOAD
34886021 | DOM | SURRY4 | 4 KV | SS1 | LOAD
34886023 | DOM | SURRY4 | 4 KV | SS2 | LOAD
1318144900 | DOM | SWAMP | 34.5 KV | DESERTWF | GEN
34886433 | DOM | SWINKMIL | 35 KV | TX1 | LOAD
57967579 | DOM | SWINKMIL | 35 KV | TX2 | LOAD
34886031 | DOM | TABB | 35 KV | TX1 | LOAD
67719583 | DOM | TABB | 35 KV | TX2 | LOAD
45565887 | DOM | TANGLEDP | 230 KV | TX1 | LOAD
34886625 | DOM | TARBORO | 13 KV | TX2 | LOAD
44460839 | DOM | TARBORO5 | 115 KV | EMCEMC | LOAD
34886633 | DOM | TARRIVER | 13 KV | TX3 | LOAD
1552832815 | DOM | TARRIVER | 13 KV | TX3_NCE | LOAD
2156111402 | DOM | TAUSSIG | 34 KV | TX6 | LOAD
1183224670 | DOM | TAUSSIG | 34.5 KV | TX5 | LOAD
34886035 | DOM | TAUSSIG | 35 KV | TX4 | LOAD
2156110620 | DOM | TAYLRMIL | 34.5 KV | WHIHORSP | GEN
2156114670 | DOM | TECHPARK | 34.5 KV | TX1_LOAD | LOAD
2156114624 | DOM | TECHPARK | 34.5 KV | TX2_LOAD | LOAD
2156114646 | DOM | TECHPARK | 34.5 KV | TX3_LOAD | LOAD
2156114746 | DOM | TECHPARK | 34.5 KV | TX4_LOAD | LOAD
2156114587 | DOM | TECHPARK | 34.5 KV | TX5_LOAD | LOAD
34885677 | DOM | TEMPLEAV | 35 KV | TX1 | LOAD
2156111889 | DOM | TERRA | 34.5 KV | WILKSNSP | GEN
34886037 | DOM | THALIA | 35 KV | TX3 | LOAD
34886039 | DOM | THALIA | 35 KV | TX4 | LOAD
34886041 | DOM | THOLEST | 35 KV | TX1 | LOAD
34886043 | DOM | THOMPSCR | 13 KV | TX1 | LOAD
34886045 | DOM | THOMPSCR | 13 KV | TX2 | LOAD
34886047 | DOM | THOMPSCR | 35 KV | TX3 | LOAD
34886049 | DOM | THOMPSCR | 35 KV | TX4 | LOAD
36181319 | DOM | THOMPSCR | 35 KV | VA BEACH | GEN
34886051 | DOM | THRASHER | 35 KV | TX1 | LOAD
34886053 | DOM | THRASHER | 35 KV | TX2 | LOAD
67719585 | DOM | THRASHER | 35 KV | TX3 | LOAD
2156114771 | DOM | THUNDERB | 230 KV | LD1 | LOAD
2156114675 | DOM | THUNDERB | 230 KV | LD2 | LOAD
34886883 | DOM | TIMBERVL | 13 KV | TX1 | LOAD
1107283611 | DOM | TIMBERVL | 13 KV | TX2 | LOAD
34886885 | DOM | TIMBVLDP | 115 KV | TIMBDPZ | LOAD
34886055 | DOM | TOANO | 35 KV | TX1 | LOAD
34886057 | DOM | TOANO | 35 KV | TX2 | LOAD
34886887 | DOM | TODDSTVN | 115 KV | TX1 | LOAD
1388605061 | DOM | TODDSTVN | 115 KV | TX2 | LOAD
34885679 | DOM | TRABUE4 | 35 KV | TX1 | LOAD
48934093 | DOM | TRABUE4 | 35 KV | TX2 | LOAD
1084384582 | DOM | TRANSCO | 115 KV | LOAD | LOAD
2156114714 | DOM | TRAPROCK | 230 KV | LD1_W44 | LOAD
2156114664 | DOM | TRAPROCK | 230 KV | LD2_Y44 | LOAD
34885681 | DOM | TREGO | 115 KV | TX1 | LOAD
34886889 | DOM | TRICESLK | 115 KV | TX1 | LOAD
34886891 | DOM | TRIMBLDP | 115 KV | TX1 | LOAD
51519937 | DOM | TUNIS | 35 KV | TX1 | LOAD
34886635 | DOM | TUNIS | 35 KV | TX2 | LOAD
34885683 | DOM | TURNER4 | 35 KV | TX1 | LOAD
34885685 | DOM | TURNER4 | 35 KV | TX2 | LOAD
34885687 | DOM | TWELFTHS | 13 KV | TX6 | LOAD
34885689 | DOM | TWELFTHS | 13 KV | TX7 | LOAD
34885691 | DOM | TWELFTHS | 35 KV | TX1 | LOAD
34885693 | DOM | TWELFTHS | 35 KV | TX2 | LOAD
2156109771 | DOM | TWITTYCK | 35 KV | TWITTYSP | GEN
34885695 | DOM | TWITTYCK | 35 KV | TX1 | LOAD
1075448052 | DOM | TYLER | 35 KV | TX_1 | LOAD
34885699 | DOM | TYLER | 35 KV | TX2 | LOAD
2156112264 | DOM | TYSONS | 230 KV | SR1 | GEN
34886435 | DOM | TYSONS | 35 KV | TX1 | LOAD
34886437 | DOM | TYSONS | 35 KV | TX2 | LOAD
34886439 | DOM | TYSONS | 35 KV | TX3 | LOAD
34886441 | DOM | TYSONS | 35 KV | TX5 | LOAD
1075448251 | DOM | UNIONCMP | 13 KV | LOAD | LOAD
1075448246 | DOM | UNIONCMP | 13 KV | TX1_LD | LOAD
1075448247 | DOM | UNIONCMP | 13 KV | TX2_LD | LOAD
1075448248 | DOM | UNIONCMP | 13 KV | TX3_LD | LOAD
1075448249 | DOM | UNIONCMP | 13 KV | TX4_LD | LOAD
1075448250 | DOM | UNIONCMP | 13 KV | TX5_LD | LOAD
1075455180 | DOM | UNIONCMP | 13 KV | UNIONC10 | GEN
1075455179 | DOM | UNIONCMP | 13 KV | UNIONCP9 | GEN
34886893 | DOM | UNIONVIL | 115 KV | TX1 | LOAD
34886071 | DOM | VABEACH | 13 KV | TX3 | LOAD
34886073 | DOM | VABEACH | 13 KV | TX4 | LOAD
34886075 | DOM | VABEACH | 35 KV | TX1 | LOAD
34886077 | DOM | VABEACH | 35 KV | TX2 | LOAD
1107290248 | DOM | VAHILLS | 230 KV | SR1 | GEN
34886443 | DOM | VAHILLS | 35 KV | TX1 | LOAD
1107283365 | DOM | VAHILLS | 35 KV | TX2 | LOAD
35010387 | DOM | VALLEY | 500 KV |  | EHV
2156113708 | DOM | VALLEY4 | 230 KV | SR_1 | GEN
34886445 | DOM | VANDORN | 35 KV | TX1 | LOAD
34886447 | DOM | VANDORN | 35 KV | TX2 | LOAD
2156111827 | DOM | VARINA | 35 KV | LD1 | LOAD
2156114403 | DOM | VARINA | 35 KV | LD2 | LOAD
34886895 | DOM | VERONA | 22 KV | TX1 | LOAD
34886897 | DOM | VERONA | 22 KV | TX2 | LOAD
34885701 | DOM | VICTORDP | 115 KV | TX1 | LOAD
34885703 | DOM | VICTORIA | 115 KV | TX1 | LOAD
1552832690 | DOM | VINTHLDP | 230 KV | DPLOAD | LOAD
2156113058 | DOM | WAKEMN | 36 KV | TX1 | LOAD
2156112988 | DOM | WAKEMN | 36 KV | TX2 | LOAD
34885705 | DOM | WAKFIELD | 35 KV | TX1 | LOAD
34885707 | DOM | WAKFIELD | 35 KV | TX2 | LOAD
34886079 | DOM | WALLER | 35 KV | TX3 | LOAD
34886081 | DOM | WALLER | 35 KV | TX5 | LOAD
1183224922 | DOM | WALNEY | 34.5 KV | TX3 | LOAD
34886449 | DOM | WALNEY | 35 KV | TX1 | LOAD
34886451 | DOM | WALNEY | 35 KV | TX2 | LOAD
34885709 | DOM | WALTHALL | 115 KV | TX1 | LOAD
45565877 | DOM | WALTHALL | 115 KV | TX2 | LOAD
1183224483 | DOM | WALTHALL | 115 KV | TX3 | LOAD
34885711 | DOM | WAN | 35 KV | TX1 | LOAD
34885713 | DOM | WAN | 35 KV | TX2 | LOAD
1869195642 | DOM | WAN | 35 KV | WANSOLSP | GEN
34886453 | DOM | WAR | 13 KV | TX1 | LOAD
34886455 | DOM | WAR | 13 KV | TX2 | LOAD
34886457 | DOM | WAR | 13 KV | TX3 | LOAD
2156111339 | DOM | WARDSCRK | 34.5 KV | WARCRKSP | GEN
36181325 | DOM | WARRENTN | 35 KV | FAUQUIER | GEN
34886459 | DOM | WARRENTN | 35 KV | TX1 | LOAD
44460837 | DOM | WARRENTN | 35 KV | TX2 | LOAD
34886083 | DOM | WARWICK | 13 KV | TX1 | LOAD
34886085 | DOM | WARWICK | 13 KV | TX2 | LOAD
34886087 | DOM | WARWICK | 35 KV | TX3 | LOAD
34886089 | DOM | WARWICK | 35 KV | TX4 | LOAD
34885715 | DOM | WAVERLY4 | 13 KV | TX1 | LOAD
34885717 | DOM | WAVERLY4 | 13 KV | TX2 | LOAD
47012237 | DOM | WAVES | 115 KV | WAVESNCE | LOAD
34885719 | DOM | WAVLYNO2 | 115 KV | TX1 | LOAD
1107282955 | DOM | WAXPOOL | 35 KV | TX1 | LOAD
1107282956 | DOM | WAXPOOL | 35 KV | TX2 | LOAD
1107282957 | DOM | WAXPOOL | 35 KV | TX3 | LOAD
1107282958 | DOM | WAXPOOL | 35 KV | TX4 | LOAD
34886899 | DOM | WAYNESBO | 22 KV | TX1 | LOAD
2156114386 | DOM | WDCHKTRL | 34.5 KV | CRYSTHSP | GEN
2156114075 | DOM | WELCO | 35 KV | TX1 | LOAD
34885727 | DOM | WELCO | 35 KV | TX2 | LOAD
2156112849 | DOM | WELCO | 35 KV | WATLNGSP | GEN
34886461 | DOM | WELNGTDP | 115 KV | TX1 | LOAD
2156114706 | DOM | WELNGTDP | 230 KV | TX1LD | LOAD
2156109579 | DOM | WESTALDP | 230 KV | DP1 | LOAD
57967573 | DOM | WESTLNDG | 34.5 KV | TX1 | LOAD
1183224701 | DOM | WESTLNDG | 34.5 KV | TX2 | LOAD
34886901 | DOM | WESTVAC4 | 14 KV | TX1 | LOAD
34886903 | DOM | WESTVAC4 | 14 KV | TX2 | LOAD
34886905 | DOM | WESTVAC4 | 14 KV | TX3 | LOAD
45565919 | DOM | WEYERHSR | 14 KV | G1 | GEN
34886645 | DOM | WEYERHSR | 14 KV | TX1 | LOAD
34886647 | DOM | WEYERHSR | 14 KV | TX2 | LOAD
34886649 | DOM | WEYERHSR | 14 KV | TX3 | LOAD
34886907 | DOM | WEYERSCV | 35 KV | TX1 | LOAD
1552832691 | DOM | WHEELER | 230 KV | DP1 | LOAD
34886651 | DOM | WHITAKER | 35 KV | TX1 | LOAD
1305123228 | DOM | WHITAKER | 35 KV | TX2 | LOAD
1356163872 | DOM | WHITAKER | 35 KV | WHITKSP | GEN
34885729 | DOM | WHITEOA4 | 13 KV | TX1 | LOAD
34885731 | DOM | WHITEOA4 | 13 KV | TX2 | LOAD
2156113379 | DOM | WHITEOA4 | 13 KV | TX3 | LOAD
2156113394 | DOM | WHITEOA4 | 13 KV | TX4 | LOAD
34885733 | DOM | WHITESTN | 13 KV | TX1 | LOAD
1338422519 | DOM | WHTMARDP | 36.5 KV | TX1 | LOAD
2156114743 | DOM | WHTMARDP | 36.5 KV | WINTB_SP | GEN
1338423209 | DOM | WILDERNS | 115 KV | DPLOAD | LOAD
34886653 | DOM | WILROBDP | 115 KV | TX1 | LOAD
53049067 | DOM | WINCHEST | 35 KV | BETHELLF | GEN
34886091 | DOM | WINCHEST | 35 KV | TX3 | LOAD
34886093 | DOM | WINCHEST | 35 KV | TX4 | LOAD
34886095 | DOM | WINDSRDP | 115 KV | TX1 | LOAD
1107283484 | DOM | WINFALL | 35 KV | TX4 | LOAD
1107283485 | DOM | WINFALL | 35 KV | TX5 | LOAD
34885735 | DOM | WINTERPK | 35 KV | TX1 | LOAD
34885737 | DOM | WINTERPK | 35 KV | TX2 | LOAD
2156113897 | DOM | WINTERPK | 35 KV | WINTERSP | GEN
2156110185 | DOM | WINTERPK | 36.5 KV | TX3 | LOAD
2156112008 | DOM | WINTERSB | 34 KV | TX1LOAD | LOAD
2156112183 | DOM | WINTERSB | 34 KV | TX4LOAD | LOAD
2156109923 | DOM | WINTERSB | 36.5 KV | TX2LOAD | LOAD
2156109922 | DOM | WINTERSB | 36.5 KV | TX3LOAD | LOAD
2156116143 | DOM | WISHSTAR | 230 KV | LD_W44 | LOAD
2156116070 | DOM | WISHSTAR | 230 KV | LD_Y44 | LOAD
1869195643 | DOM | WMORELN4 | 35 KV | MNTROSSP | GEN
51519929 | DOM | WMORELN4 | 35 KV | TX1 | LOAD
34886463 | DOM | WOODBRGE | 35 KV | TX1 | LOAD
34886465 | DOM | WOODBRGE | 35 KV | TX2 | LOAD
34886661 | DOM | WOODLAN4 | 35 KV | TX1 | LOAD
34886467 | DOM | WOODPKDP | 115 KV | TX1 | LOAD
34886469 | DOM | WOODSDP | 115 KV | TX1 | LOAD
34886909 | DOM | WSTAUNTN | 23 KV | TX1 | LOAD
34886911 | DOM | WSTAUNTN | 23 KV | TX2 | LOAD
34885739 | DOM | WSTPOINT | 35 KV | TX1 | LOAD
34885741 | DOM | WSTPOINT | 35 KV | TX2 | LOAD
36181323 | DOM | WTKINSCR | 35 KV | NOTTOWAY | GEN
34886097 | DOM | WTKINSCR | 35 KV | TX1 | LOAD
1338422707 | DOM | WTKINSCR | 35 KV | TX2 | LOAD
35010357 | DOM | YADKIN | 500 KV |  | EHV
135389825 | DOM | YADKIN4 | 230 KV | SR_1 | GEN
34886101 | DOM | YADKIN4 | 35 KV | TX4 | LOAD
1388604818 | DOM | YARDRIDG | 230 KV | W84_LD | LOAD
1388604819 | DOM | YARDRIDG | 230 KV | X84_LD | LOAD
34886115 | DOM | YORKTOW4 | 115 KV | AMOCO-1 | LOAD
34886117 | DOM | YORKTOW4 | 115 KV | AMOCO-2 | LOAD
2156109459 | DOM | YORKTOW4 | 115 KV | BOOST | GEN
2156109457 | DOM | YORKTOW4 | 115 KV | BUCK | GEN
2156114185 | DOM | YORKTOW4 | 115 KV | SV1M | GEN
34887863 | DOM | YORKTOW4 | 17 KV | G2 | GEN
34887865 | DOM | YORKTOW4 | 20 KV | G1 | GEN
34887867 | DOM | YORKTOW4 | 25 KV | G3 | GEN
34886113 | DOM | YORKTOW4 | 35 KV | RSS3 | LOAD
34886107 | DOM | YORKTOW4 | 4 KV | SS1 | LOAD
34886109 | DOM | YORKTOW4 | 4 KV | SS2 | LOAD
34886111 | DOM | YORKTOW4 | 4 KV | SS3 | LOAD
2156113401 | DOM | YOUNGSBR | 36 KV | TX1LOAD | LOAD
2156113273 | DOM | YOUNGSBR | 36 KV | TX2LOAD | LOAD
2156113300 | DOM | YOUNGSBR | 36 KV | TX3LOAD | LOAD
2156113372 | DOM | YOUNGSBR | 36 KV | TX4LOAD | LOAD
2156113389 | DOM | YOUNGSBR | 36 KV | TX5LOAD | LOAD
34886119 | DOM | YTNAVWPN | 115 KV | TX1 | LOAD
49858 | DPL | AIREY | 69 KV | AIREY | LOAD
1305130511 | DPL | AIREY | 69 KV | AIREYSLR | GEN
510415 | DPL | BASINRD | 138 KV | T2 | LOAD
510414 | DPL | BASINRD | 69 KV | 6810 LD | LOAD
38367753 | DPL | BASINRD | 69 KV | T1 | LOAD
1067158346 | DPL | BAYLY | 69 KV | BAYLY | LOAD
2155501857 | DPL | BEAGLIN | 69 KV | T1LOAD | LOAD
2155501858 | DPL | BEAGLIN | 69 KV | T2LOAD | LOAD
41935397 | DPL | BEAR DPL | 138 KV | TR1 | LOAD
47012197 | DPL | BEAR DPL | 138 KV | TR2 | LOAD
47012199 | DPL | BEAR DPL | 138 KV | TR3 | LOAD
10700799 | DPL | BELLEHAV | 12 KV | D-SMES | GEN
10700750 | DPL | BELLEHAV | 12 KV | LOAD | LOAD
49864 | DPL | BERLINDP | 69 KV | BERLIN | LOAD
93353415 | DPL | BETHANY | 138 KV | LOAD | LOAD
49866 | DPL | BETHANY | 69 KV | LOAD2 | LOAD
49867 | DPL | BETHANY | 69 KV | LOAD35 | LOAD
1067158356 | DPL | BISHOP | 138 KV | T1 LOAD | LOAD
2156112812 | DPL | BLANCO | 34.5 KV | JONESSP | GEN
83734317 | DPL | BLOOMFLD | 69 KV | LOAD | LOAD
83734319 | DPL | BOZMAN | 69 KV | LOAD | LOAD
83734321 | DPL | BOZMAN | 69 KV | MBLTPL | LOAD
1107278767 | DPL | BRANDYWN | 138 KV | T4 | LOAD
1107278768 | DPL | BRANDYWN | 138 KV | T5 | LOAD
49868 | DPL | BRIDGEVI | 69 KV | LOADT1 | LOAD
49869 | DPL | BRIDGEVI | 69 KV | LOADT2 | LOAD
2156114129 | DPL | CAMBRIDG | 69 KV | CAMBRISP | GEN
49870 | DPL | CAMBRIDG | 69 KV | LOADT3 | LOAD
49871 | DPL | CAMBRIDG | 69 KV | LOADT4 | LOAD
106856767 | DPL | CARRCROF | 138 KV | 13823 | LOAD
38367755 | DPL | CARRCROF | 138 KV | T2 | LOAD
1218914297 | DPL | CARTANZA | 13.8 KV | GARRISON | GEN
1268571736 | DPL | CARTANZA | 18 KV | GARISON2 | GEN
1218902327 | DPL | CARTANZA | 230 KV | LD1 | LOAD
1775809766 | DPL | CARVILLE | 138 KV | MT | LOAD
1775809769 | DPL | CARVILLE | 138 KV | T1 | LOAD
1775809767 | DPL | CARVILLE | 138 KV | T2 | LOAD
49873 | DPL | CECIL | 35 KV | BUS2 | LOAD
49874 | DPL | CECIL | 35 KV | BUS3 | LOAD
38367757 | DPL | CEDARCRE | 138 KV | T1 | LOAD
1268559322 | DPL | CEDARNEC | 69 KV | T1 LOAD | LOAD
1268559323 | DPL | CEDARNEC | 69 KV | T2 LOAD | LOAD
5021025 | DPL | CHAPELST | 138 KV | T2 | LOAD
5021026 | DPL | CHAPELST | 138 KV | T3 | LOAD
5021027 | DPL | CHAPELST | 138 KV | T4 | LOAD
1075443899 | DPL | CHAPELST | 138 KV | T5 | LOAD
2156113458 | DPL | CHAPELST | 138 KV | UD_BS | GEN
2156113991 | DPL | CHERITON | 25 KV | T1_LOAD | LOAD
2156113937 | DPL | CHERITON | 25 KV | T2_LOAD | LOAD
2156114027 | DPL | CHERITON | 4 KV | G1 | GEN
2156113972 | DPL | CHERITON | 4 KV | G2 | GEN
2156113883 | DPL | CHERITON | 4 KV | G3 | GEN
2156114004 | DPL | CHERITON | 4 KV | G4 | GEN
2156113892 | DPL | CHERITON | 4 KV | G5 | GEN
2156113925 | DPL | CHERITON | 4 KV | G6 | GEN
49878 | DPL | CHESTERT | 69 KV | 2246LD | LOAD
2156113648 | DPL | CHESTERT | 69 KV | T1_LOAD | LOAD
2156112833 | DPL | CHESTERT | 69 KV | T2_LOAD | LOAD
38367759 | DPL | CHESWOLD | 138 KV | T3 | LOAD
49880 | DPL | CHINCOTE | 69 KV | LOADT1 | LOAD
49881 | DPL | CHINCOTE | 69 KV | LOADT2 | LOAD
510418 | DPL | CHR138 | 12 KV | 1A LOAD | LOAD
510419 | DPL | CHR138 | 12 KV | 1B LOAD | LOAD
510420 | DPL | CHR138 | 12 KV | 2A LOAD | LOAD
510421 | DPL | CHR138 | 12 KV | 2B LOAD | LOAD
510422 | DPL | CHR138 | 12 KV | 3A LOAD | LOAD
510423 | DPL | CHR138 | 12 KV | 3B LOAD | LOAD
510440 | DPL | CHR138 | 12 KV | G11 | GEN
510441 | DPL | CHR138 | 12 KV | G14 | GEN
1775827250 | DPL | CHURCH | 69 KV | CHURCHSP | GEN
49887 | DPL | CHURCH | 69 KV | T3 | LOAD
49888 | DPL | CHURCH | 69 KV | T4 | LOAD
49882 | DPL | CHURCTAP | 138 KV | T3 | LOAD
49883 | DPL | CHURCTAP | 138 KV | T4 | LOAD
510424 | DPL | CITYNEWC | 138 KV | LOAD1 | LOAD
1048071 | DPL | CLAYTON | 13 KV | G1 | GEN
5021714 | DPL | CLAYTON | 13 KV | G2 | GEN
98369891 | DPL | CLAYTON | 138 KV | LDSMY | LOAD
49890 | DPL | CLAYTON | 138 KV | LOADT1 | LOAD
49891 | DPL | CLAYTON | 138 KV | LOADT2 | LOAD
1165468785 | DPL | CLOUGH | 69 KV | LOAD | LOAD
49894 | DPL | COLORA | 35 KV | BUS1 | LOAD
49895 | DPL | COLORA | 35 KV | BUS2 | LOAD
87901505 | DPL | CONAWAY | 138 KV | T1 | LOAD
49896 | DPL | CONCRDDP | 69 KV | CONCRD | LOAD
1207062540 | DPL | CONCRDDP | 69 KV | CONCRD1 | LOAD
48934173 | DPL | CONCRDDP | 69 KV | MUMFORD | GEN
87901567 | DPL | CONCRDDP | 69 KV | MUMFORD5 | GEN
2156114152 | DPL | COSTEN | 138 KV | COSTE2SP | GEN
659761 | DPL | COSTEN | 138 KV | COSTEN | LOAD
1107289418 | DPL | COSTEN | 138 KV | COSTENSP | GEN
1439641403 | DPL | CREST | 230 KV | T1 LOAD | LOAD
1439641404 | DPL | CREST | 230 KV | T2 LOAD | LOAD
1356149754 | DPL | CRISFIE | 12 KV | LOAD | LOAD
49898 | DPL | CRISFIE | 12 KV | LOAD12 | LOAD
49899 | DPL | CRISFIE | 25 KV | LOAD25 | LOAD
50881 | DPL | CRISFIE | 4 KV | G1 | GEN
50882 | DPL | CRISFIE | 4 KV | G2 | GEN
50883 | DPL | CRISFIE | 4 KV | G3 | GEN
50884 | DPL | CRISFIE | 4 KV | G4 | GEN
49900 | DPL | CULVER | 69 KV | CULVER | LOAD
38367763 | DPL | DARLEYRD | 69 KV | T1 | LOAD
38367765 | DPL | DARLEYRD | 69 KV | T2 | LOAD
38367767 | DPL | DARLEYRD | 69 KV | T3 | LOAD
510443 | DPL | DELA DPL | 13 KV | G1 | GEN
50886 | DPL | DELA DPL | 13 KV | G10 | GEN
510444 | DPL | DELA DPL | 13 KV | G2 | GEN
38367769 | DPL | DELA DPL | 13 KV | T1 | LOAD
38367771 | DPL | DELA DPL | 13 KV | T2 | LOAD
50885 | DPL | DELA DPL | 13 KV | UNIT03 | GEN
10700752 | DPL | DUPSEAFD | 12 KV | PP1A | LOAD
10700753 | DPL | DUPSEAFD | 12 KV | PP2B | LOAD
10700800 | DPL | DUPSEAFD | 12 KV | UNITS1-3 | GEN
49908 | DPL | EASTVILL | 69 KV | EASTVL | LOAD
50887 | DPL | EDGEMOOR | 12 KV | G10 | GEN
38367777 | DPL | EDGEMOOR | 12 KV | T1 | LOAD
50889 | DPL | EDGEMOOR | 13 KV | HAYRD1 | GEN
50891 | DPL | EDGEMOOR | 13 KV | HAYRD2 | GEN
50890 | DPL | EDGEMOOR | 13 KV | HAYRD3 | GEN
50892 | DPL | EDGEMOOR | 13 KV | HAYRD4 | GEN
1048074 | DPL | EDGEMOOR | 13 KV | HAYRD5 | GEN
1048073 | DPL | EDGEMOOR | 13 KV | HAYRD6 | GEN
1048072 | DPL | EDGEMOOR | 13 KV | HAYRD7 | GEN
50888 | DPL | EDGEMOOR | 13 KV | UNIT03 | GEN
33884107 | DPL | EDGEMOOR | 138 KV | T6 | LOAD
1048075 | DPL | EDGEMOOR | 18 KV | HAYRD8 | GEN
50893 | DPL | EDGEMOOR | 19 KV | UNIT04 | GEN
50894 | DPL | EDGEMOOR | 23 KV | UNIT05 | GEN
1047974 | DPL | EDGEMOOR | 230 KV | SSLD | LOAD
1067158420 | DPL | EDGEMOOR | 69 KV | SST2 | LOAD
83734323 | DPL | EDGEMOOR | 69 KV | T7 | LOAD
49911 | DPL | EDGEWDPL | 69 KV | EDGEWD | LOAD
2156112987 | DPL | EDGEWDPL | 69 KV | KUMQUASP | GEN
659776 | DPL | EMUNI | 12 KV | G1 | GEN
49912 | DPL | EMUNI | 69 KV | E-MUNI | LOAD
2156114228 | DPL | EMUNI | 69 KV | T2122223 | LOAD
2156114351 | DPL | EMUNI | 69 KV | T4142 | LOAD
2156112385 | DPL | ENEWMARK | 69 KV | T1 | LOAD
2156112530 | DPL | ENEWMARK | 69 KV | T2 | LOAD
49914 | DPL | ENEWMKTR | 69 KV | ENMKTR | LOAD
1248992554 | DPL | FARMVIEW | 138 KV | CTYMILSP | GEN
112585947 | DPL | FARMVIEW | 138 KV | LOAD1 | LOAD
21601648 | DPL | FELTON | 25 KV | LOAD1 | LOAD
49916 | DPL | FIVEPTS | 69 KV | LOADT1 | LOAD
49917 | DPL | FIVEPTS | 69 KV | LOADT2 | LOAD
2156111009 | DPL | FRANKFOR | 138 KV | DAGSBOSP | GEN
49918 | DPL | FRANKFOR | 138 KV | FRANK | LOAD
49919 | DPL | FRUITLAN | 69 KV | LOADT1 | LOAD
49920 | DPL | FRUITLAN | 69 KV | LOADT2 | LOAD
5021036 | DPL | GLASGOW | 138 KV | T2 | LOAD
5021037 | DPL | GLASGOW | 138 KV | T4 | LOAD
1165468783 | DPL | GRACEST | 69 KV | T1 LOAD | LOAD
1165468784 | DPL | GRACEST | 69 KV | T2 LOAD | LOAD
49922 | DPL | GREENBUS | 69 KV | GRNBSH | LOAD
98369893 | DPL | GRSNVILL | 69 KV | T1 | LOAD
98369895 | DPL | GRSNVILL | 69 KV | T2 | LOAD
49925 | DPL | HALLWOOD | 69 KV | HALLWD | LOAD
49926 | DPL | HARBESON | 69 KV | HARBT1 | LOAD
49927 | DPL | HARBESON | 69 KV | HARBT2 | LOAD
510426 | DPL | HARESCOR | 138 KV | T1 | LOAD
33884109 | DPL | HARESCOR | 138 KV | T2 | LOAD
1084391028 | DPL | HARMONY | 138 KV | BROOKSFC | GEN
5021038 | DPL | HARMONY | 138 KV | T1 | LOAD
5021039 | DPL | HARMONY | 138 KV | T2 | LOAD
5021040 | DPL | HARMONY | 138 KV | T3 | LOAD
5021041 | DPL | HARMONY | 138 KV | T4 | LOAD
49929 | DPL | HARRTN | 69 KV | T1 | LOAD
49930 | DPL | HARRTN | 69 KV | T2 | LOAD
49931 | DPL | HARRTN | 69 KV | VERNON | LOAD
1666099581 | DPL | HEBRON | 69 KV | LOAD 1 | LOAD
1666099582 | DPL | HEBRON | 69 KV | LOAD 2 | LOAD
2156115720 | DPL | HEBRON | 69 KV | NPSLF | GEN
49933 | DPL | HILLSBRO | 138 KV | HLSBRO | LOAD
53048701 | DPL | HOCKESIN | 138 KV | T4 LOAD | LOAD
53048699 | DPL | HOCKESIN | 138 KV | T5 LOAD | LOAD
1869194569 | DPL | IBCORN | 69 KV | HARRISSP | GEN
49935 | DPL | IBCORN | 69 KV | IBCORN | LOAD
50911 | DPL | INDIANRI | 13 KV | UNIT10 | GEN
93149 | DPL | INDIANRI | 230 KV | SVC | GEN
50915 | DPL | INDIANRI | 26 KV | UNIT04 | GEN
49936 | DPL | INDIANRI | 69 KV | LOAD1 | LOAD
49937 | DPL | INDIANRI | 69 KV | LOAD2 | LOAD
49938 | DPL | JACKTOWN | 69 KV | JACTWN | LOAD
49939 | DPL | JONES | 138 KV | JONES | LOAD
2155501856 | DPL | KEENEY | 138 KV | T2_LD | LOAD
48933953 | DPL | KEENEY | 230 KV | T2 | LOAD
52458 | DPL | KEENEY | 500 KV |  | EHV
1207062606 | DPL | KELLAM | 69 KV | T1 LOAD | LOAD
1207062605 | DPL | KELLAM | 69 KV | T2 LOAD | LOAD
1369011540 | DPL | KENDLGRV | 69 KV | CHERRYSP | GEN
49951 | DPL | KENNEDYV | 69 KV | KNDYVL | LOAD
1775809606 | DPL | KENNEY | 24 KV | T1 | LOAD
1775809607 | DPL | KENNEY | 24 KV | T2 | LOAD
1048076 | DPL | KENT | 13 KV | DOVER1CT | GEN
1048077 | DPL | KENT | 13 KV | DOVER2CT | GEN
1067158475 | DPL | KENT | 69 KV | DEC LOAD | LOAD
49945 | DPL | KENT | 69 KV | T1 | LOAD
49946 | DPL | KENT | 69 KV | T2 | LOAD
38367785 | DPL | KIAMENSI | 138 KV | T2 | LOAD
38367787 | DPL | KIAMENSI | 138 KV | T3 | LOAD
1775827296 | DPL | KINGSCRK | 138 KV | BCBIO1LF | GEN
659762 | DPL | KINGSCRK | 138 KV | LOADT1 | LOAD
659763 | DPL | KINGSCRK | 138 KV | LOADT2 | LOAD
2156110609 | DPL | KINGSCRK | 34.5 KV | PERRY1SP | GEN
2156110608 | DPL | KINGSCRK | 34.5 KV | PERRY2SP | GEN
49950 | DPL | KINGSTON | 69 KV | KNGSTN | LOAD
1218902532 | DPL | KRATZ | 69 KV | KRATZ | LOAD
2156113753 | DPL | LANKREA | 69 KV | BENNET | LOAD
49952 | DPL | LANKREA | 69 KV | LANK | LOAD
49953 | DPL | LAURELDP | 69 KV | LOADT1 | LOAD
49954 | DPL | LAURELDP | 69 KV | LOADT2 | LOAD
49955 | DPL | LEWESREA | 69 KV | LEWES | LOAD
49956 | DPL | LONGWOOD | 69 KV | LONGWD | LOAD
49957 | DPL | LORETTO | 69 KV | PRNCSS | LOAD
45565807 | DPL | LUMSPOND | 138 KV | T1 | LOAD
45565809 | DPL | LUMSPOND | 138 KV | T2 | LOAD
49958 | DPL | LYNCH | 69 KV | T1 | LOAD
49959 | DPL | LYNCH | 69 KV | T2 | LOAD
1775827299 | DPL | MARDELA | 69 KV | MARDSPSP | GEN
49960 | DPL | MARDELA | 69 KV | MARREA | LOAD
49961 | DPL | MARIDEL | 69 KV | LOADT1 | LOAD
49962 | DPL | MARIDEL | 69 KV | LOADT2 | LOAD
49964 | DPL | MASSEY | 69 KV | MASSEY | LOAD
49963 | DPL | MASSEYRE | 69 KV | MASREA | LOAD
48933955 | DPL | MERMAID | 138 KV | LOADT1 | LOAD
10700755 | DPL | MIDDLETO | 138 KV | T1 | LOAD
10700756 | DPL | MIDDLETO | 138 KV | T2 | LOAD
2156112405 | DPL | MIDDLETO | 138 KV | T3 | LOAD
1666099643 | DPL | MIDWAY | 69 KV | T1 LOAD | LOAD
1666099644 | DPL | MIDWAY | 69 KV | T2 LOAD | LOAD
49966 | DPL | MILFORD | 138 KV | 13702 | LOAD
49967 | DPL | MILFORD | 138 KV | LOADT1 | LOAD
49968 | DPL | MILFORD | 138 KV | LOADT2 | LOAD
48933957 | DPL | MILLTOWN | 138 KV | LOADT3 | LOAD
1368998258 | DPL | MILLTOWN | 138 KV | LOADT4 | LOAD
49969 | DPL | MILSBORO | 69 KV | LOADT1 | LOAD
49970 | DPL | MILSBORO | 69 KV | LOADT2 | LOAD
510445 | DPL | MOTIVA | 13 KV | G6 | GEN
510446 | DPL | MOTIVA | 13 KV | G7 | GEN
45565811 | DPL | MOTIVA | 138 KV | LOAD | LOAD
49972 | DPL | MTHERMON | 69 KV | LOADT1 | LOAD
49973 | DPL | MTHERMON | 69 KV | LOADT2 | LOAD
49974 | DPL | MTOLIVE | 69 KV | MT-OLV | LOAD
48933959 | DPL | MTPLEASN | 138 KV | T1LOAD | LOAD
78711721 | DPL | MTPLEASN | 138 KV | T2LOAD | LOAD
38367795 | DPL | NAAMANS | 69 KV | AIRCO | LOAD
38367791 | DPL | NAAMANS | 69 KV | T1 | LOAD
38367793 | DPL | NAAMANS | 69 KV | T2 | LOAD
2156112442 | DPL | NARROWS | 69 KV | LOAD1 | LOAD
2156112431 | DPL | NARROWS | 69 KV | LOAD2 | LOAD
49981 | DPL | NELSON | 138 KV | LOADT2 | LOAD
49982 | DPL | NELSON | 138 KV | LOADT3 | LOAD
93153 | DPL | NELSON | 138 KV | SVC | GEN
98369897 | DPL | NEWCASTL | 138 KV | 13803 | LOAD
49977 | DPL | NEWCASTL | 69 KV | LOADT1 | LOAD
49978 | DPL | NEWCASTL | 69 KV | LOADT2 | LOAD
49979 | DPL | NEWCASTL | 69 KV | LOADT3 | LOAD
93150 | DPL | NEWCHURC | 13 KV | CT1 | GEN
93151 | DPL | NEWCHURC | 13 KV | CT2 | GEN
93152 | DPL | NEWCHURC | 13 KV | CT3 | GEN
1048078 | DPL | NEWCHURC | 13 KV | CT4 | GEN
1048079 | DPL | NEWCHURC | 13 KV | CT5 | GEN
1048080 | DPL | NEWCHURC | 13 KV | CT6 | GEN
1048081 | DPL | NEWCHURC | 13 KV | CT7 | GEN
49983 | DPL | NEWHOPE | 69 KV | N-HOPE | LOAD
49984 | DPL | NEWMERED | 69 KV | N-MERD | LOAD
50920 | DPL | NORTHST | 12 KV | G11 | GEN
50921 | DPL | NORTHST | 69 KV | GF | GEN
49985 | DPL | NORTHST | 69 KV | ONE | LOAD
49986 | DPL | NSALISBU | 69 KV | LOADT1 | LOAD
49987 | DPL | NSALISBU | 69 KV | LOADT2 | LOAD
49990 | DPL | NSEAFORD | 69 KV | LOADT3 | LOAD
38367797 | DPL | OAKHALL | 25 KV | T1 | LOAD
1318144167 | DPL | OAKHALL | 34.5 KV | ES01ARSP | GEN
2156116006 | DPL | OCEANBAY | 12 KV | LOADT2 | LOAD
2156115639 | DPL | OCEANBAY | 12 KV | OCEABA | GEN
49993 | DPL | OCEANBAY | 138 KV | LOADT1 | LOAD
49995 | DPL | OCEANCTY | 69 KV | LOADT1 | LOAD
49996 | DPL | OCEANCTY | 69 KV | LOADT2 | LOAD
49997 | DPL | OCEANPIN | 69 KV | OCNPIN | LOAD
32947121 | DPL | OILCITY | 138 KV | LOAD1 | LOAD
21601651 | DPL | OMAR | 138 KV | LOAD1 | LOAD
5021042 | DPL | PEMBERTO | 69 KV | T-1 | LOAD
49998 | DPL | PEPPER | 69 KV | PEPPER | LOAD
21601652 | DPL | PERDUE | 69 KV | LOAD1 | LOAD
49999 | DPL | PINE ST | 69 KV | SEACTY | LOAD
659764 | DPL | POCOMOKE | 138 KV | LOAD1 | LOAD
659765 | DPL | POCOMOKE | 138 KV | LOAD2 | LOAD
2156112327 | DPL | PONDTOWN | 34.5 KV | PONDTSP1 | GEN
2156112354 | DPL | PONDTOWN | 34.5 KV | PONDTSP2 | GEN
50002 | DPL | PRESTON | 69 KV | PRSTON | LOAD
1132293703 | DPL | PRICE | 69 KV | CHUHILSP | GEN
57967517 | DPL | PRICE | 69 KV | PRICE T1 | LOAD
2156112444 | DPL | QUEENTWN | 69 KV | LOAD1 | LOAD
2156112480 | DPL | QUEENTWN | 69 KV | LOAD2 | LOAD
31020621 | DPL | REDLION | 138 KV | T1 | LOAD
2156114939 | DPL | REDLION | 138 KV | T2 | LOAD
1084391055 | DPL | REDLION | 34.5 KV | REDLINFC | GEN
52463 | DPL | REDLION | 500 KV |  | EHV
50003 | DPL | REHOBOTH | 69 KV | REHT1 | LOAD
50004 | DPL | REHOBOTH | 69 KV | REHT2 | LOAD
510431 | DPL | REYBOLD | 138 KV | T1 | LOAD
510432 | DPL | REYBOLD | 138 KV | T2 | LOAD
50007 | DPL | ROBINS | 138 KV | ANGOLA | LOAD
1207062689 | DPL | ROBINS | 138 KV | T1 LOAD | LOAD
21616495 | DPL | ROCKSPRINGS | 500 KV |  | EHV
123900919 | DPL | ROCKWLKN | 69 KV | LOAD1 | LOAD
1318144165 | DPL | ROCKWLKN | 69 KV | LS-EGRET | GEN
1084380610 | DPL | ROXANA | 138 KV | DEC1 | LOAD
1084380611 | DPL | ROXANA | 138 KV | DEC2 | LOAD
83734325 | DPL | ROYOAK | 69 KV | LOAD | LOAD
50008 | DPL | SHARP | 69 KV | SHARP | LOAD
50009 | DPL | SHORT | 69 KV | SHORT | LOAD
98369899 | DPL | SIGNPOST | 69 KV | LOAD | LOAD
38367799 | DPL | SILVERBR | 138 KV | T2 | LOAD
38367801 | DPL | SILVERBR | 138 KV | T3 | LOAD
38367803 | DPL | SILVERSI | 69 KV | T1 | LOAD
38367805 | DPL | SILVERSI | 69 KV | T2 | LOAD
38367807 | DPL | SILVERSI | 69 KV | T3 | LOAD
50012 | DPL | SINPUX | 69 KV | SINPUX | LOAD
50013 | DPL | ST138 | 138 KV | LOADT1 | LOAD
50014 | DPL | ST138 | 138 KV | LOADT2 | LOAD
1084391056 | DPL | ST138 | 138 KV | SVC | GEN
38367809 | DPL | STEELE | 138 KV | T3 | LOAD
1552826949 | DPL | STOCKTON | 69 KV | LOADT1 | LOAD
1552826948 | DPL | STOCKTON | 69 KV | LOADT2 | LOAD
98369901 | DPL | STVNSVIL | 69 KV | T1 | LOAD
98369903 | DPL | STVNSVIL | 69 KV | T2 | LOAD
510434 | DPL | SUNSETLA | 138 KV | T1 | LOAD
41935401 | DPL | SUNSETLA | 138 KV | T2 | LOAD
45565813 | DPL | SUNSETLA | 138 KV | T3 | LOAD
50017 | DPL | SUSSEX | 69 KV | LOADT1 | LOAD
50018 | DPL | SUSSEX | 69 KV | LOADT2 | LOAD
50019 | DPL | TALBOT | 69 KV | TALBOT | LOAD
50020 | DPL | TANYARD | 69 KV | TANYRD | LOAD
50924 | DPL | TASLEY | 12 KV | G10 | GEN
50021 | DPL | TASLEY | 12 KV | LOADSS | LOAD
50022 | DPL | TASLEY | 69 KV | LOADT1 | LOAD
50023 | DPL | TASLEY | 69 KV | LOADT4 | LOAD
50024 | DPL | TAYLOR | 69 KV | TAYLOR | LOAD
2156114687 | DPL | TEMPLEVI | 34.5 KV | WAYPSTSP | GEN
1379267684 | DPL | TODD | 25 KV | DORCHSP1 | GEN
1379267685 | DPL | TODD | 25 KV | DORCHSP2 | GEN
1379254252 | DPL | TODD | 25 KV | LOAD_T1 | LOAD
10700757 | DPL | TODD | 25 KV | LOADT2 | LOAD
2156112451 | DPL | TODD | 34.5 KV | RICHFISP | GEN
57967519 | DPL | TODD | 69 KV | ALLENREA | LOAD
50027 | DPL | TODD | 69 KV | LOADT3 | LOAD
1439641374 | DPL | TOWNSEND | 138 KV | MIDLETWN | LOAD
50028 | DPL | TOWNSEND | 138 KV | ONE | LOAD
2156112674 | DPL | TOWNSEND | 138 KV | TOWNSP | GEN
2156109891 | DPL | TRAPPETP | 69 KV | T4LOAD | LOAD
50029 | DPL | TRAPPETP | 69 KV | TRAPPE | LOAD
51520099 | DPL | VAUGHN | 69 KV | CENTRALF | GEN
50031 | DPL | VAUGHN | 69 KV | VAUGHN | LOAD
50925 | DPL | VIENNA | 13 KV | UNIT10 | GEN
50926 | DPL | VIENNA | 18 KV | UNIT08 | GEN
1268559542 | DPL | VIENNA | 69 KV | T8B | LOAD
50033 | DPL | WALLOPS | 69 KV | WALOPS | LOAD
50034 | DPL | WALSTON | 69 KV | WALSTN | LOAD
2156114157 | DPL | WALSTON | 69 KV | WALSTNSP | GEN
50036 | DPL | WATTSVIL | 69 KV | LOADT1 | LOAD
50037 | DPL | WATTSVIL | 69 KV | LOADT2 | LOAD
50038 | DPL | WCAMBRID | 69 KV | W-CAMB | LOAD
21601653 | DPL | WEIRWDTP | 69 KV | LOAD1 | LOAD
65732119 | DPL | WELLS | 69 KV | WELLSLD | LOAD
21601802 | DPL | WESTDPL | 12 KV | G1 | GEN
21601656 | DPL | WESTDPL | 12 KV | T1 LOAD | LOAD
21601657 | DPL | WESTDPL | 12 KV | T3 LOAD | LOAD
21601654 | DPL | WESTDPL | 69 KV | LOAD2 | LOAD
21601655 | DPL | WESTDPL | 69 KV | LOAD5 | LOAD
50041 | DPL | WORCESTE | 69 KV | LOADT1 | LOAD
50040 | DPL | WORCESTE | 69 KV | LOADT2 | LOAD
1388613610 | DPL | WORCESTE | 69 KV | WORNOSP | GEN
1388613609 | DPL | WORCESTE | 69 KV | WORSOSP | GEN
50039 | DPL | WOVERDPL | 69 KV | WSTOVR | LOAD
38367815 | DPL | WWILMING | 138 KV | T1 | LOAD
38367813 | DPL | WWILMING | 138 KV | T2 | LOAD
50043 | DPL | WYEMILLS | 69 KV | LOADT2 | LOAD
1379254277 | DPL | WYEMILLS | 69 KV | LOADT3 | LOAD
1356162997 | DPL | WYEMILLS | 69 KV | WYEMILSP | GEN
2156113286 | DPL | ZOAR | 69 KV | LOAD1 | LOAD
2156113482 | DPL | ZOAR | 69 KV | LOAD2 | LOAD
21601665 | DUQ | ARSENAL | 138 KV | T1 | LOAD
21601666 | DUQ | ARSENAL | 138 KV | T2 | LOAD
63381277 | DUQ | ARSENAL | 138 KV | T3 | LOAD
21601670 | DUQ | BEAV DUQ | 138 KV | 1A SS | LOAD
21601669 | DUQ | BEAV DUQ | 138 KV | 1B SS | LOAD
21601667 | DUQ | BEAV DUQ | 138 KV | 2A SS | LOAD
21601668 | DUQ | BEAV DUQ | 138 KV | 2B SS | LOAD
21601672 | DUQ | BEAV DUQ | 138 KV | ERF3A | LOAD
21601671 | DUQ | BEAV DUQ | 138 KV | ERF3B | LOAD
38367975 | DUQ | BEAV DUQ | 22 KV | UNIT1 | GEN
38367977 | DUQ | BEAV DUQ | 22 KV | UNIT2 | GEN
21601675 | DUQ | BETTIS | 138 KV | LOADA | LOAD
21601674 | DUQ | BETTIS | 138 KV | LOADB | LOAD
21601676 | DUQ | BOCGASES | 138 KV | LOAD | LOAD
21601677 | DUQ | BRENTWOO | 138 KV | LOAD | LOAD
38367979 | DUQ | BRUNOTIS | 13 KV | CT1A | GEN
38367987 | DUQ | BRUNOTIS | 13 KV | CT2A | GEN
38367985 | DUQ | BRUNOTIS | 13 KV | CT2B | GEN
38367989 | DUQ | BRUNOTIS | 13 KV | UNIT3 | GEN
38367991 | DUQ | BRUNOTIS | 13 KV | UNIT4 | GEN
21601679 | DUQ | BRUNOTIS | 138 KV | BLUE | LOAD
21601682 | DUQ | BRUNOTIS | 138 KV | BROWN | LOAD
21601680 | DUQ | BRUNOTIS | 138 KV | GRAY | LOAD
21601683 | DUQ | BRUNOTIS | 138 KV | GREEN | LOAD
21601681 | DUQ | BRUNOTIS | 138 KV | ORANGELD | LOAD
21601684 | DUQ | BRUNOTIS | 138 KV | RED | LOAD
21601678 | DUQ | BRUNOTIS | 138 KV | YELLOWLD | LOAD
55578547 | DUQ | CALIFDUQ | 138 KV | LOAD1 | LOAD
112586039 | DUQ | CARS DUQ | 138 KV | LOAD | LOAD
40243737 | DUQ | CARS DUQ | 138 KV | LOADDUM | LOAD
2156111782 | DUQ | CLIN DUQ | 23 KV | GAUCHOSP | GEN
2156111762 | DUQ | CLIN DUQ | 23 KV | PITMG_CT | GEN
2156111877 | DUQ | CLIN DUQ | 23 KV | T1LD | LOAD
57967553 | DUQ | CRES DUQ | 138 KV | T1 | LOAD
57967555 | DUQ | CRES DUQ | 138 KV | T2 | LOAD
1305123483 | DUQ | CUTLRHAM | 69 KV | CUTLER | LOAD
21601690 | DUQ | DRAVOSBU | 138 KV | RANKINLD | LOAD
2156116106 | DUQ | DRAVOSBU | 138 KV | T3 | LOAD
21601689 | DUQ | DRAVOSBU | 138 KV | T4 | LOAD
21601691 | DUQ | DRAVOSBU | 69 KV | TR1 | LOAD
21601692 | DUQ | DRAVOSBU | 69 KV | TR2 | LOAD
21601693 | DUQ | DRAVOSBU | 69 KV | TR3 | LOAD
21601694 | DUQ | ELWYN | 138 KV | T1 | LOAD
21601695 | DUQ | ELWYN | 138 KV | T2 | LOAD
21601696 | DUQ | ELWYN | 138 KV | T3 | LOAD
21601697 | DUQ | EVERGREE | 138 KV | LOAD | LOAD
21601698 | DUQ | FINDLAY | 138 KV | T1 | LOAD
47012223 | DUQ | FINDLAY | 138 KV | T2 | LOAD
106856787 | DUQ | FORBES | 138 KV | BLUE LD | LOAD
106856785 | DUQ | FORBES | 138 KV | GRAY LD | LOAD
106856789 | DUQ | FORBES | 138 KV | RED LD | LOAD
57967557 | DUQ | HIGH DUQ | 138 KV | T1 | LOAD
57967559 | DUQ | HIGH DUQ | 138 KV | T2 | LOAD
63381279 | DUQ | HIGH DUQ | 138 KV | T3 | LOAD
40243739 | DUQ | HOMESTED | 138 KV | LOAD1 | LOAD
1084385301 | DUQ | HOPEWELL | 69 KV | LOAD | LOAD
21601712 | DUQ | JLMIDLAN | 138 KV | T1 | LOAD
21601713 | DUQ | JLMIDLAN | 138 KV | T2 | LOAD
74008671 | DUQ | KOPPELST | 138 KV | T1 | LOAD
21601719 | DUQ | LEGIONVI | 138 KV | T1 | LOAD
71856529 | DUQ | LEGIONVI | 138 KV | T2 | LOAD
21601720 | DUQ | LOGANSFE | 138 KV | T1 | LOAD
21601721 | DUQ | LOGANSFE | 138 KV | T2 | LOAD
21601723 | DUQ | MIDLAND | 138 KV | WHEMCO | LOAD
2156114945 | DUQ | MIDLAND | 23 KV | BPINE1SP | GEN
2156114965 | DUQ | MIDLAND | 23 KV | BPINE2SP | GEN
2156115051 | DUQ | MIDLAND | 23 KV | T1_LOAD | LOAD
2156115033 | DUQ | MIDLAND | 23 KV | T2_LOAD | LOAD
21601724 | DUQ | MONT DUQ | 138 KV | T1 | LOAD
21601725 | DUQ | MONT DUQ | 138 KV | T2 | LOAD
21601727 | DUQ | MT NEBO | 138 KV | LOAD1 | LOAD
21601729 | DUQ | NEVILLE | 138 KV | ARISTECH | LOAD
2156115523 | DUQ | NEVILLE | 23 KV | EMS1_HYD | GEN
2156115421 | DUQ | NEVILLE | 23 KV | EMS2_HYD | GEN
2156115335 | DUQ | NEVILLE | 23 KV | T1LD | LOAD
55578551 | DUQ | NORTH | 138 KV | MCCONWAY | LOAD
87901515 | DUQ | NORTH | 138 KV | T1 | LOAD
21601731 | DUQ | NORTH | 138 KV | T3 | LOAD
21601730 | DUQ | NORTH | 138 KV | T4 | LOAD
57967561 | DUQ | NORTH | 138 KV | WILDWOOD | LOAD
2156109346 | DUQ | NOVACHEM | 13 KV | LOAD1 | LOAD
2156109347 | DUQ | NOVACHEM | 13 KV | LOAD2 | LOAD
21601735 | DUQ | OAKL DUQ | 138 KV | T1 | LOAD
21601736 | DUQ | OAKL DUQ | 138 KV | T2 | LOAD
21601737 | DUQ | OAKL DUQ | 138 KV | T3 | LOAD
1388614571 | DUQ | PENNCHEM | 13 KV | PACMSCT1 | GEN
1388614569 | DUQ | PENNCHEM | 13 KV | PACMSCT2 | GEN
1388614573 | DUQ | PENNCHEM | 13 KV | PACMSCT3 | GEN
1388614572 | DUQ | PENNCHEM | 13 KV | PACMSST1 | GEN
1388614570 | DUQ | PENNCHEM | 13 KV | PACMSST2 | GEN
1775815979 | DUQ | PENNCHEM | 138 KV | LOAD1 | LOAD
1775815981 | DUQ | PENNCHEM | 138 KV | LOAD2 | LOAD
1775815980 | DUQ | PENNCHEM | 138 KV | LOAD3 | LOAD
1775815982 | DUQ | PENNCHEM | 138 KV | LOAD4 | LOAD
2156115369 | DUQ | PINECRK | 23 KV | ALL1_HYD | GEN
2156114678 | DUQ | PINECRK | 23 KV | ALL2_HYD | GEN
2156114777 | DUQ | PINECRK | 23 KV | T1_LOAD | LOAD
2156114568 | DUQ | PINECRK | 23 KV | T2_LOAD | LOAD
2156114712 | DUQ | PINECRK | 23 KV | T3_LOAD | LOAD
21601744 | DUQ | PLUM | 138 KV | T1 | LOAD
40243741 | DUQ | PRTPERRY | 138 KV | LOAD1 | LOAD
21601745 | DUQ | RACC DUQ | 138 KV | T1 | LOAD
21601746 | DUQ | RACC DUQ | 138 KV | T2 | LOAD
2156110853 | DUQ | RIAZZI | 138 KV | T1 | LOAD
2156110854 | DUQ | RIAZZI | 138 KV | T2 | LOAD
74008673 | DUQ | SEWICKLY | 138 KV | LOAD1 | LOAD
78711755 | DUQ | SEWICKLY | 138 KV | LOAD2 | LOAD
21601749 | DUQ | UNIVERSA | 138 KV | T1 | LOAD
21601750 | DUQ | UNIVERSA | 138 KV | T2 | LOAD
21601751 | DUQ | UNIVERSA | 138 KV | T3 | LOAD
21601752 | DUQ | USAP | 138 KV | T1 | LOAD
21601753 | DUQ | USSCLAIR | 138 KV | LOAD1 | LOAD
21601754 | DUQ | USSCLAIR | 138 KV | LOAD2 | LOAD
21601755 | DUQ | USSILLIN | 138 KV | LOAD | LOAD
38367895 | DUQ | VALL DUQ | 23 KV | LOAD1 | LOAD
38367897 | DUQ | VALL DUQ | 23 KV | LOAD2 | LOAD
38367899 | DUQ | VALL DUQ | 23 KV | LOAD3 | LOAD
38367901 | DUQ | VALL DUQ | 23 KV | LOAD4 | LOAD
38367903 | DUQ | VALL DUQ | 23 KV | LOAD5 | LOAD
38368007 | DUQ | VALL DUQ | 23 KV | PATTDAM | GEN
38368009 | DUQ | VALL DUQ | 23 KV | TOWNDAM | GEN
2156116064 | DUQ | WATSON2 | 138 KV | T1 | LOAD
2156115751 | DUQ | WATSON2 | 138 KV | T2 | LOAD
2156116016 | DUQ | WATSON2 | 138 KV | T3 | LOAD
21601765 | DUQ | WILMERDI | 138 KV | T4 | LOAD
55578553 | DUQ | WILMERDI | 138 KV | TRAN2 | LOAD
1552833129 | DUQ | WILSON | 23 KV | T1 | LOAD
1552833132 | DUQ | WILSON | 23 KV | T2 | LOAD
1552833131 | DUQ | WILSON | 23 KV | T3 | LOAD
1552845261 | DUQ | WILSON | 23 KV | WILSONBT | GEN
21601773 | DUQ | WMIFFLIN | 138 KV | LOAD1 | LOAD
21601772 | DUQ | WMIFFLIN | 138 KV | LOAD2 | LOAD
21601774 | DUQ | WOLFERUN | 138 KV | T1 | LOAD
21601776 | DUQ | WOODVILL | 138 KV | T1 | LOAD
21601775 | DUQ | WOODVILL | 138 KV | T2 | LOAD
21601777 | DUQ | WOODVILL | 138 KV | T3 | LOAD
1123174717 | EKPC | 3M | 69 KV | LD_185 | LOAD
1348257917 | EKPC | 3M | 69 KV | LOAD | LOAD
1379260994 | EKPC | 4BCKNRVT | 138 KV | BECKNRVL | LOAD
1123175267 | EKPC | A_O_SMTH | 69 KV | LD_187 | LOAD
1123174718 | EKPC | AIRPRT_R | 69 KV | LD_185 | LOAD
2156110194 | EKPC | ALBANYE | 69 KV | ALBANY | LOAD
1123174721 | EKPC | ALCAN_EK | 69 KV | LD_185 | LOAD
1356156340 | EKPC | ALCAN_EK | 69 KV | LOAD1 | LOAD
1123174722 | EKPC | ANNVILLJ | 69 KV | LD_185 | LOAD
1123174723 | EKPC | ARGNT_EK | 69 KV | LD_189 | LOAD
2156109604 | EKPC | ASAHIJCT | 69 KV | ASAHI1 | LOAD
2156109605 | EKPC | ASAHIJCT | 69 KV | ASAHI2 | LOAD
1123174725 | EKPC | BACONJ | 69 KV | LD_184 | LOAD
1123174726 | EKPC | BALLARD2 | 69 KV | LD_185 | LOAD
1123174727 | EKPC | BANKLICK | 69 KV | LD_185 | LOAD
1123174728 | EKPC | BARDSHPJ | 69 KV | LD_185 | LOAD
1123174729 | EKPC | BASS | 69 KV | LD_185 | LOAD
1123174730 | EKPC | BAVARIAN | 138 KV | LD_154 | LOAD
1123174731 | EKPC | BEAM_JCT | 69 KV | LD_185 | LOAD
1123174732 | EKPC | BEATTYVD | 69 KV | LD_185 | LOAD
1207069125 | EKPC | BECKTON | 69 KV | LOAD | LOAD
1123174733 | EKPC | BEDFORD3 | 69 KV | LD_186 | LOAD
2156110532 | EKPC | BEKAERT | 69 KV | BEKARET1 | LOAD
2156110534 | EKPC | BEKAERT | 69 KV | BEKARET2 | LOAD
2156110533 | EKPC | BEKAERT | 69 KV | BEKARET3 | LOAD
1183226859 | EKPC | BELLVIEW | 69 KV | BELL | LOAD
1123175284 | EKPC | BEULAH_B | 69 KV | LD_183 | LOAD
1123174734 | EKPC | BIGBONE | 69 KV | LD_185 | LOAD
1869184869 | EKPC | BIGCREEK | 69 KV | BIGCREEK | LOAD
1379261023 | EKPC | BIGWOODS | 69 KV | LOAD1 | LOAD
1123174736 | EKPC | BILLWLSJ | 69 KV | LD_185 | LOAD
1123175291 | EKPC | BLEDSOE | 69 KV | LD_185 | LOAD
1123174737 | EKPC | BLEDSOEE | 69 KV | LD_185 | LOAD
1123174739 | EKPC | BLEVNS_T | 69 KV | LD_185 | LOAD
1369012640 | EKPC | BLGR PJM | 345 KV | BUBLUG1 | GEN
1369012641 | EKPC | BLGR PJM | 345 KV | BUBLUG2 | GEN
1439657846 | EKPC | BLGR PJM | 345 KV | BUBLUG3 | GEN
1123174740 | EKPC | BLOOMFL2 | 69 KV | LD_185 | LOAD
1123175294 | EKPC | BLUE_LTP | 69 KV | LD_182 | LOAD
1183226860 | EKPC | BLUEGRPW | 69 KV | BLUE | LOAD
1369005033 | EKPC | BLUEGRPW | 69 KV | LOAD2 | LOAD
1207069122 | EKPC | BON_AYR | 69 KV | LOAD1 | LOAD
1268566271 | EKPC | BONANZA | 69 KV | LOAD | LOAD
1123174741 | EKPC | BONNIEVL | 69 KV | LD_189 | LOAD
1132289278 | EKPC | BONVL_LG | 69 KV | JONESVIL | LOAD
1123174744 | EKPC | BOONDIST | 69 KV | LD_183 | LOAD
2156112334 | EKPC | BOONECO | 69 KV | BOONDIST | LOAD
2156112434 | EKPC | BOONECO | 69 KV | SMOOT1 | LOAD
2156112529 | EKPC | BOONECO | 69 KV | SMOOT2 | LOAD
1123174746 | EKPC | BOONEVLJ | 69 KV | LD_185 | LOAD
1123174747 | EKPC | BOWEN_EK | 69 KV | LD_185 | LOAD
2156116137 | EKPC | BRACKNCO | 69 KV | LOAD | LOAD
1123175307 | EKPC | BRIDGEPR | 69 KV | LD_185 | LOAD
1292910936 | EKPC | BRIDGEPR | 69 KV | LOAD | LOAD
1123174748 | EKPC | BRISTOW | 69 KV | LD_185 | LOAD
1207068875 | EKPC | BRISTOW | 69 KV | LD_187 | LOAD
1183226858 | EKPC | BRLNGTON | 69 KV | BURL | LOAD
1123174749 | EKPC | BRODHA | 69 KV | LD_186 | LOAD
1183226855 | EKPC | BROMLYEK | 69 KV | LOAD | LOAD
2156110196 | EKPC | BRONSTON | 69 KV | BRONSTN1 | LOAD
2156110195 | EKPC | BRONSTON | 69 KV | BRONSTN2 | LOAD
1123175311 | EKPC | BROOKS2 | 69 KV | LD_184 | LOAD
2156111757 | EKPC | BROUGTWN | 69 KV | LD186 | LOAD
2156113911 | EKPC | BUDD | 69 KV | LD1 | LOAD
1123174751 | EKPC | BULITSVL | 69 KV | LD_183 | LOAD
2041969648 | EKPC | BUSH_EK | 69 KV | BUSH_LD | LOAD
1123174752 | EKPC | CABIN_H | 69 KV | LD_185 | LOAD
1132289851 | EKPC | CAMPBLK | 69 KV | LD_186 | LOAD
1123175328 | EKPC | CAMPBSBG | 69 KV | LD_182 | LOAD
1123175331 | EKPC | CAMPGRD | 69 KV | LD_181 | LOAD
1123174753 | EKPC | CAMPTON | 69 KV | LD_185 | LOAD
1123175340 | EKPC | CARPENTE | 69 KV | LD_186 | LOAD
1123174754 | EKPC | CARTERCJ | 69 KV | LD_185 | LOAD
1123175342 | EKPC | CARY2 | 69 KV | LD_185 | LOAD
1123175344 | EKPC | CAVE_RUN | 69 KV | LD_183 | LOAD
1123174755 | EKPC | CAVECITJ | 69 KV | LD_185 | LOAD
1207069126 | EKPC | CAVECITY | 69 KV | LOAD | LOAD
1318138292 | EKPC | CEDAR_IT | 161 KV | LOAD1 | LOAD
1318138291 | EKPC | CEDAR_IT | 161 KV | LOAD2 | LOAD
1123174756 | EKPC | CEDARGRV | 69 KV | LD_185 | LOAD
1123174758 | EKPC | CEMETERD | 69 KV | LD_183 | LOAD
2156115028 | EKPC | CFARM_RD | 69 KV | CFRD_LD | LOAD
1123175349 | EKPC | CHAD_TAP | 69 KV | LD_186 | LOAD
1123174759 | EKPC | CHAPLINJ | 69 KV | LD_185 | LOAD
1123174760 | EKPC | CHARTERS | 69 KV | LD_185 | LOAD
1123174761 | EKPC | CLAYCITJ | 69 KV | LD_185 | LOAD
1123174762 | EKPC | CLAYLICK | 69 KV | LD_183 | LOAD
1123174764 | EKPC | CLAYVILL | 69 KV | LD_183 | LOAD
2156114288 | EKPC | CNTRLHAR | 69 KV | CNTRLHAR | LOAD
1123174765 | EKPC | COBURG | 69 KV | LD_181 | LOAD
1123174766 | EKPC | COBURGJ | 69 KV | LD_185 | LOAD
1123174767 | EKPC | COLEMNSV | 69 KV | LD_185 | LOAD
1123174768 | EKPC | COLESBGJ | 69 KV | LD_185 | LOAD
1123174769 | EKPC | COLUMBI3 | 69 KV | LD_186 | LOAD
2156109037 | EKPC | CONTOWN | 69 KV | CONTOWN | LOAD
1123174770 | EKPC | CONWAYJ | 69 KV | LD_184 | LOAD
1123180704 | EKPC | COOP_EK | 13.8 KV | COOPER01 | GEN
1123174771 | EKPC | COOP_EK | 13.8 KV | GN1AAXLD | LOAD
1123174772 | EKPC | COOP_EK | 13.8 KV | GN1BAXLD | LOAD
1123180705 | EKPC | COOP_EK | 20 KV | COOPER02 | GEN
1123174773 | EKPC | COOP_EK | 20 KV | GN2AAXLD | LOAD
1123174774 | EKPC | COOP_EK | 20 KV | GN2BAXLD | LOAD
1123174775 | EKPC | COOP_EK | 69 KV | DISTLD | LOAD
1123174776 | EKPC | COOP_EK | 69 KV | GN1SVCLD | LOAD
1123174777 | EKPC | COOP_EK | 69 KV | GN2SVCLD | LOAD
1123174778 | EKPC | CRANSTOP | 138 KV | LD_155 | LOAD
1123174779 | EKPC | CRESTON2 | 69 KV | LD_185 | LOAD
1123174780 | EKPC | CROCKETJ | 69 KV | LD_185 | LOAD
1123174781 | EKPC | CROOKSVJ | 69 KV | LD_185 | LOAD
1123175382 | EKPC | CUMB_FLS | 69 KV | LD_185 | LOAD
2156113085 | EKPC | DAHLROAD | 69 KV | DAHL_LD | LOAD
1123174783 | EKPC | DALESTN | 69 KV | LD_1820 | LOAD
1123174784 | EKPC | DARWINTO | 161 KV | LD_144 | LOAD
1123174785 | EKPC | DAVIS2 | 69 KV | LD_185 | LOAD
1123174786 | EKPC | DEATSVL | 69 KV | LD_184 | LOAD
1348258202 | EKPC | DEFOE | 69 KV | LOAD | LOAD
1869184870 | EKPC | DUNCANLN | 69 KV | DUNCANON | LOAD
1123174787 | EKPC | DUROJCT | 69 KV | LD_185 | LOAD
1123174791 | EKPC | E_BARDST | 69 KV | LD_186 | LOAD
1123174792 | EKPC | E_BERNST | 69 KV | LD_185 | LOAD
1123174793 | EKPC | E_SOMERJ | 69 KV | LD_185 | LOAD
1123174788 | EKPC | EBERLE | 69 KV | LD_183 | LOAD
2156114333 | EKPC | EIGHTY8 | 34.5 KV | GLOVERSP | GEN
1123175420 | EKPC | EK_OFFIC | 69 KV | LD_183 | LOAD
1439658623 | EKPC | EK_OFFIC | 69 KV | SOLAR1 | GEN
1123174789 | EKPC | ELIOTCO | 69 KV | LD_183 | LOAD
1869184874 | EKPC | ELKMOUNT | 69 KV | ELKMOUNT | LOAD
1123175425 | EKPC | EMANUAL | 69 KV | LD_185 | LOAD
2156110200 | EKPC | EPINEKNT | 69 KV | EPINEKNT | LOAD
1123174790 | EKPC | ETOWNEKP | 69 KV | LD_186 | LOAD
1356156404 | EKPC | ETOWNEKP | 69 KV | LOAD | LOAD
1123174794 | EKPC | FALLROCK | 69 KV | LD_183 | LOAD
2041972827 | EKPC | FALMOUTH | 69 KV | FAL_LD | LOAD
1123174796 | EKPC | FLMINSBG | 138 KV | LD_4 | LOAD
1123174797 | EKPC | FLOYD_EK | 69 KV | LD_183 | LOAD
1123174798 | EKPC | FOGG_PKK | 69 KV | LD_185 | LOAD
1123174801 | EKPC | FOUROAKS | 69 KV | LD_185 | LOAD
1123174802 | EKPC | FOX_HOLL | 69 KV | LD_186 | LOAD
1123174803 | EKPC | FREDCKBJ | 69 KV | LD_185 | LOAD
1123174804 | EKPC | FRENCHBG | 69 KV | LD_185 | LOAD
1123174805 | EKPC | FYETT_EK | 69 KV | LD1 | LOAD
1123174806 | EKPC | FYETT_EK | 69 KV | LD2 | LOAD
1123174807 | EKPC | GALLATIN | 138 KV | 25KVLD | LOAD
1123174808 | EKPC | GALLATIN | 138 KV | 34.5KVLD | LOAD
1123174809 | EKPC | GAPOFRJ | 69 KV | LD_184 | LOAD
1123174810 | EKPC | GARLIN | 69 KV | LD_183 | LOAD
1123174811 | EKPC | GARRD_CO | 69 KV | LD_186 | LOAD
1123175479 | EKPC | GHENT_LG | 345 KV | LD_122 | LOAD
2041969650 | EKPC | GIRDLER | 69 KV | GIRD_LD | LOAD
1123174813 | EKPC | GLNDL_EK | 69 KV | LD_185 | LOAD
1123174814 | EKPC | GOLDBUG | 69 KV | LD_183 | LOAD
1123174815 | EKPC | GOODNGHT | 69 KV | LD_185 | LOAD
1123175497 | EKPC | GR_R_PLZ | 69 KV | LD_184 | LOAD
1123174816 | EKPC | GRANTSLK | 69 KV | LD_185 | LOAD
1123174817 | EKPC | GREENBR2 | 69 KV | LD_183 | LOAD
1123174818 | EKPC | GREENSBG | 69 KV | LD_185 | LOAD
112586233 | EKPC | GREENUP | 4 KV | G1 | GEN
112586235 | EKPC | GREENUP | 4 KV | G2 | GEN
112586237 | EKPC | GREENUP | 4 KV | G3 | GEN
1123174819 | EKPC | GREGROAD | 69 KV | LD_184 | LOAD
1123174820 | EKPC | GRIFFIN2 | 69 KV | LD_182 | LOAD
1123174821 | EKPC | GRNHALL | 161 KV | LD_143 | LOAD
1379261022 | EKPC | HARDWKCR | 69 KV | LOAD1 | LOAD
1123174822 | EKPC | HARGETTJ | 69 KV | LD_185 | LOAD
2156116076 | EKPC | HARRCOEK | 34.5 KV | BLUE_SP | GEN
1123174823 | EKPC | HEADQTRS | 69 KV | LD_186 | LOAD
2156115096 | EKPC | HEARTLAN | 69 KV | HEART_LD | LOAD
2156115113 | EKPC | HEBRN_EK | 138 KV | HEBRON2 | LOAD
1123174824 | EKPC | HEBRN_EK | 138 KV | LD_151 | LOAD
1123174825 | EKPC | HELECHAW | 69 KV | LD_185 | LOAD
1123174826 | EKPC | HICKPLNS | 69 KV | LD_185 | LOAD
1123174827 | EKPC | HIGHLDEK | 69 KV | LD_185 | LOAD
1123174828 | EKPC | HIGHROCK | 69 KV | LD_185 | LOAD
1123174829 | EKPC | HILDA | 69 KV | LD_185 | LOAD
1379260829 | EKPC | HILDA | 69 KV | LOAD2 | LOAD
1123175522 | EKPC | HINKLE | 69 KV | LD_181 | LOAD
1123174830 | EKPC | HLSBR_EK | 69 KV | LD_185 | LOAD
1123174831 | EKPC | HODGENVL | 69 KV | LD_188 | LOAD
1123174832 | EKPC | HOLLOWY | 69 KV | LD_182 | LOAD
2156110199 | EKPC | HOMESTE | 69 KV | HMESTDLD | LOAD
1123174833 | EKPC | HOPE2 | 69 KV | LD_186 | LOAD
1123174834 | EKPC | HTADMS_J | 69 KV | LD_183 | LOAD
2156109359 | EKPC | HUNT3 | 69 KV | HUNT | LOAD
1123174837 | EKPC | INDEX_EK | 69 KV | LD_183 | LOAD
1123174838 | EKPC | INLANDCO | 138 KV | LD1 | LOAD
1123174839 | EKPC | INLANDCO | 138 KV | LD2 | LOAD
1123174848 | EKPC | J_TICH | 69 KV | LD_184 | LOAD
1123174840 | EKPC | JABEZ | 161 KV | LD_143 | LOAD
1123174841 | EKPC | JACKSNVL | 138 KV | LD_154 | LOAD
1123174842 | EKPC | JAMESTWN | 161 KV | LD_153 | LOAD
1123174843 | EKPC | JBGALLWJ | 69 KV | LD_185 | LOAD
1123174844 | EKPC | JEFFRSVL | 69 KV | LD_185 | LOAD
1123174845 | EKPC | JELLCRKJ | 69 KV | LD_185 | LOAD
1123174846 | EKPC | JENNYWLJ | 69 KV | LD_185 | LOAD
1123175541 | EKPC | JERICHO | 69 KV | LD_183 | LOAD
2156115794 | EKPC | JKSMT_69 | 69 KV | LD_1816 | LOAD
1123180710 | EKPC | JKSMT_EK | 13.8 KV | JKSMT1 | GEN
1123180711 | EKPC | JKSMT_EK | 13.8 KV | JKSMT10 | GEN
1123180712 | EKPC | JKSMT_EK | 13.8 KV | JKSMT2 | GEN
1123180713 | EKPC | JKSMT_EK | 13.8 KV | JKSMT3 | GEN
1123180714 | EKPC | JKSMT_EK | 13.8 KV | JKSMT4 | GEN
1123180715 | EKPC | JKSMT_EK | 13.8 KV | JKSMT5 | GEN
1123180716 | EKPC | JKSMT_EK | 13.8 KV | JKSMT6 | GEN
1123180717 | EKPC | JKSMT_EK | 13.8 KV | JKSMT7 | GEN
1123180718 | EKPC | JKSMT_EK | 13.8 KV | JKSMT9 | GEN
2156114346 | EKPC | JKSMT_EK | 138 KV | JKSMITHP | LOAD
1123174849 | EKPC | KARGLE | 69 KV | XFR1LD | LOAD
1123174850 | EKPC | KARGLE | 69 KV | XFR2LD | LOAD
2156114999 | EKPC | KEAVY | 69 KV | KEAVYLD1 | LOAD
2156115045 | EKPC | KEAVY | 69 KV | KEAVYLD2 | LOAD
1183226856 | EKPC | KEITH2 | 69 KV | LOAD1 | LOAD
1183226857 | EKPC | KEITH2 | 69 KV | LOAD2 | LOAD
1123174852 | EKPC | KNOBLICK | 69 KV | LD_185 | LOAD
2156110527 | EKPC | LANCAST3 | 69 KV | NW185 | LOAD
1123180719 | EKPC | LAURELDM | 13.8 KV | LAUREL | GEN
2156114951 | EKPC | LAURINDJ | 69 KV | LD1 | LOAD
2156114911 | EKPC | LAURINDJ | 69 KV | LD2 | LOAD
1123175577 | EKPC | LEBAN_EK | 69 KV | LD_185 | LOAD
1123174855 | EKPC | LEBANJCT | 69 KV | XFR1LD | LOAD
1123174856 | EKPC | LEBANJCT | 69 KV | XFR2LD | LOAD
1123174857 | EKPC | LEESLICK | 69 KV | LD_185 | LOAD
1123174858 | EKPC | LEON_EKP | 69 KV | LD_185 | LOAD
1123174859 | EKPC | LIB_CHUR | 69 KV | LD_184 | LOAD
2156114013 | EKPC | LOGAN_EK | 69 KV | LD1 | LOAD
2156113982 | EKPC | LOGAN_EK | 69 KV | LD2 | LOAD
1123175588 | EKPC | LONG_R | 69 KV | LD_184 | LOAD
119117923 | EKPC | LONGBRCH | 138 KV | BK1 | LOAD
2156110193 | EKPC | LONGBRCH | 138 KV | BK2 | LOAD
1369006252 | EKPC | LONGLICK | 69 KV | LONGLICK | LOAD
1123174860 | EKPC | LOWGAP_T | 69 KV | LD_185 | LOAD
1123174861 | EKPC | LRETO_EK | 69 KV | LD_185 | LOAD
1123174862 | EKPC | LTLMOUNT | 161 KV | LD_142 | LOAD
1123174863 | EKPC | LYMAN_BJ | 69 KV | LD_185 | LOAD
1123175593 | EKPC | LYNCH2 | 69 KV | LD_185 | LOAD
1132289875 | EKPC | LYNCH2 | 69 KV | LD_186 | LOAD
1123174865 | EKPC | MAGGARD | 69 KV | LD_185 | LOAD
1123174866 | EKPC | MAGNOLI2 | 69 KV | LD_185 | LOAD
1123174867 | EKPC | MAPLESVJ | 69 KV | LD_185 | LOAD
1123174868 | EKPC | MARETBRG | 69 KV | LD_183 | LOAD
1123174869 | EKPC | MARIBAJ | 69 KV | LD_185 | LOAD
2156110528 | EKPC | MARIONCO | 161 KV | MARIONCO | LOAD
2156110529 | EKPC | MARIONCO | 161 KV | SMARIONC | LOAD
1123174871 | EKPC | MARTNCO | 69 KV | LD_182 | LOAD
1123174872 | EKPC | MAYTOWNJ | 69 KV | LD_185 | LOAD
1123174873 | EKPC | MAZIE2 | 69 KV | LD_185 | LOAD
1123174874 | EKPC | MCKEE | 69 KV | LD_185 | LOAD
1123174875 | EKPC | MCKINNYJ | 69 KV | LD_185 | LOAD
1165475228 | EKPC | MERCERCO | 69 KV | LOAD | LOAD
1379260997 | EKPC | MERCERCO | 69 KV | LOAD2 | LOAD
1123174876 | EKPC | MIDDLCKJ | 69 KV | LD_185 | LOAD
1123175621 | EKPC | MILE_LAN | 69 KV | LD_183 | LOAD
1123174877 | EKPC | MILLB_EK | 69 KV | LD_185 | LOAD
2156111852 | EKPC | MILLCRK | 161 KV | MCLD | LOAD
1132289878 | EKPC | MILLER_C | 69 KV | LD_182 | LOAD
1123174879 | EKPC | MILTONK | 69 KV | LD_185 | LOAD
2156115310 | EKPC | MINEOLAP | 69 KV | MIN-PIKE | LOAD
1123174881 | EKPC | MONTICE3 | 69 KV | MONTICLD | LOAD
1123174882 | EKPC | MT_OLIVJ | 69 KV | LD_185 | LOAD
1123175650 | EKPC | MT_VICTR | 69 KV | LD_186 | LOAD
1123175651 | EKPC | MT_WASHI | 69 KV | LD_183 | LOAD
1123174883 | EKPC | MUNFVLEK | 69 KV | LD_185 | LOAD
1123174885 | EKPC | MUNK | 69 KV | LD_185 | LOAD
1123174886 | EKPC | MURPHYSV | 69 KV | LD_187 | LOAD
1123174887 | EKPC | MYSVL_EK | 138 KV | LD_154 | LOAD
1123175669 | EKPC | N_CORBIN | 69 KV | LD_181 | LOAD
1123175671 | EKPC | N_MADISN | 69 KV | LD_181 | LOAD
1123174895 | EKPC | N_SPRFLD | 69 KV | LD_188 | LOAD
1123174888 | EKPC | NANCY | 69 KV | LD_185 | LOAD
1123174889 | EKPC | NEWBY1 | 69 KV | LD_186 | LOAD
1123174890 | EKPC | NEWFUNDL | 69 KV | LD_185 | LOAD
1123174891 | EKPC | NICHLSVL | 69 KV | LD_185 | LOAD
1123175666 | EKPC | NINEVAH | 69 KV | LD_183 | LOAD
2156114912 | EKPC | NLEB_EK | 161 KV | NLEB_PRI | LOAD
2156114943 | EKPC | NLEB_EK | 161 KV | NLEB_SEC | LOAD
1123174892 | EKPC | NORWD_KU | 69 KV | LD_185 | LOAD
1123174893 | EKPC | NORWOOD3 | 69 KV | LD_184 | LOAD
1123174894 | EKPC | NWCST_EK | 69 KV | LD_185 | LOAD
1439649593 | EKPC | OAKDALE2 | 69 KV | LD_185 | LOAD
1123174897 | EKPC | OAKHILLJ | 69 KV | LD_185 | LOAD
1123174898 | EKPC | OAKLY_NO | 69 KV | LD_185 | LOAD
2156116010 | EKPC | OAKRIDEK | 69 KV | LOAD | LOAD
1869184873 | EKPC | ONEIDAEK | 69 KV | ONEIDA | LOAD
1123174900 | EKPC | OWEN_J2 | 69 KV | LD_185 | LOAD
1123174899 | EKPC | OWENS_IJ | 69 KV | LD_185 | LOAD
1123174902 | EKPC | OXFRDEK | 69 KV | LD_183 | LOAD
1123174903 | EKPC | PACTOLSJ | 69 KV | LD_185 | LOAD
1123174904 | EKPC | PARKWAY1 | 69 KV | LD_183 | LOAD
1207069021 | EKPC | PARKWAY1 | 69 KV | LD_184 | LOAD
1123174905 | EKPC | PEASTICK | 69 KV | LD_185 | LOAD
2041969654 | EKPC | PELFRYEK | 69 KV | PELFREY | LOAD
1123174907 | EKPC | PENN2 | 69 KV | LD_185 | LOAD
1123174908 | EKPC | PERVL_KU | 69 KV | LD_185 | LOAD
1123174909 | EKPC | PEYTONST | 69 KV | LD_185 | LOAD
1123174910 | EKPC | PHIL | 69 KV | LD_186 | LOAD
1123174911 | EKPC | PINEGRVJ | 69 KV | XFR1LD | LOAD
1123174912 | EKPC | PINEGRVJ | 69 KV | XFR2LD | LOAD
2156110197 | EKPC | PINEKNOT | 69 KV | PINEKNOT | LOAD
1123174914 | EKPC | PLEASGRV | 69 KV | LD_185 | LOAD
1318138439 | EKPC | PLEASGRV | 69 KV | LOAD2 | LOAD
1379261021 | EKPC | PLUMMERS | 69 KV | LOAD1 | LOAD
1123174915 | EKPC | PLUMVILL | 69 KV | LD_1811 | LOAD
1123174916 | EKPC | POWLTYLR | 69 KV | LD_183 | LOAD
1123174917 | EKPC | PPG2 | 69 KV | LD_185 | LOAD
1123174918 | EKPC | PRESTONJ | 69 KV | LD_185 | LOAD
1123174919 | EKPC | PULASKI3 | 69 KV | LD_187 | LOAD
1356156628 | EKPC | RADCLIFF | 69 KV | RADCLIFF | LOAD
1356156627 | EKPC | RADCLIFF | 69 KV | TBROWN | LOAD
1123174920 | EKPC | RECTORVL | 69 KV | LD_185 | LOAD
1123174921 | EKPC | REDBUSH | 69 KV | LD_185 | LOAD
1123174922 | EKPC | REID_VIL | 69 KV | LD_186 | LOAD
1123175730 | EKPC | RICE_STA | 69 KV | LD_186 | LOAD
1123174923 | EKPC | RICHRDSN | 69 KV | LD1 | LOAD
1123174924 | EKPC | RICHRDSN | 69 KV | LD2 | LOAD
1123174925 | EKPC | RICHWOOD | 138 KV | LD_1504 | LOAD
1123174926 | EKPC | RNYVILEK | 69 KV | LD_183 | LOAD
1348258200 | EKPC | ROANOKE2 | 69 KV | LOAD | LOAD
1123175741 | EKPC | ROCKHOLD | 69 KV | LD_181 | LOAD
1369005049 | EKPC | ROSEVILE | 69 KV | LOAD1 | LOAD
1123174928 | EKPC | ROWAN_CO | 69 KV | LD_189 | LOAD
1123174929 | EKPC | RUSSPEKJ | 69 KV | LD_185 | LOAD
1348258201 | EKPC | S_BARDST | 69 KV | LOAD | LOAD
1123174960 | EKPC | S_CORBIN | 69 KV | LD_185 | LOAD
1123175812 | EKPC | S_ELKHRN | 69 KV | LD_183 | LOAD
1123174961 | EKPC | S_FORK | 69 KV | LD_185 | LOAD
1123174962 | EKPC | S_JESSMJ | 69 KV | LD_185 | LOAD
2156113351 | EKPC | S_LANCAS | 69 KV | TURKEYSP | GEN
1123175814 | EKPC | S_PARK | 69 KV | LD_184 | LOAD
1123175815 | EKPC | S_POINT | 69 KV | LD_184 | LOAD
1123174963 | EKPC | S_SPRFLJ | 69 KV | LD_185 | LOAD
1123175816 | EKPC | S_VILLE | 69 KV | LD_182 | LOAD
2156110198 | EKPC | SALBANY | 69 KV | SALBANY | LOAD
1123174931 | EKPC | SALEMEKJ | 69 KV | LD_185 | LOAD
1123174932 | EKPC | SALOMA | 161 KV | LD_144 | LOAD
32412469 | EKPC | SALTLICK | 46 KV | SPRINGFO | LOAD
1123174933 | EKPC | SANDGAPJ | 69 KV | LD_185 | LOAD
1356156626 | EKPC | SBOUNDRY | 69 KV | LOAD1 | LOAD
1123174934 | EKPC | SEWELLTN | 69 KV | LD_185 | LOAD
1123174935 | EKPC | SEYMOURJ | 69 KV | LD_185 | LOAD
2156110218 | EKPC | SHARKEY | 138 KV | E124 | LOAD
1123175769 | EKPC | SHARKEY | 138 KV | LD_153 | LOAD
1183226791 | EKPC | SHELBYCO | 69 KV | LOAD1 | LOAD
1123175774 | EKPC | SHELBYCY | 69 KV | LD_183 | LOAD
1123174937 | EKPC | SHEPVILJ | 69 KV | LD_185 | LOAD
1123174938 | EKPC | SHOPVILL | 69 KV | LD_185 | LOAD
1123174939 | EKPC | SIDEVIEW | 69 KV | LD_185 | LOAD
1123174940 | EKPC | SINAI_EK | 69 KV | LD_185 | LOAD
1123174941 | EKPC | SLAT | 69 KV | LD_185 | LOAD
1123174942 | EKPC | SMITHVLJ | 69 KV | LD_185 | LOAD
1305125019 | EKPC | SMITHVLJ | 69 KV | LOAD | LOAD
1123174943 | EKPC | SMRST_EK | 69 KV | LD_189 | LOAD
1123174944 | EKPC | SMRSV_EK | 69 KV | LD_185 | LOAD
1123174945 | EKPC | SNOW | 69 KV | LD_183 | LOAD
1123174946 | EKPC | SNOW_HIL | 69 KV | LD_184 | LOAD
1123174947 | EKPC | SOAKHILL | 161 KV | LD_163 | LOAD
1123174948 | EKPC | SOUFLOYD | 69 KV | LD_183 | LOAD
2156112084 | EKPC | SPEDWLRD | 69 KV | SPEED_LD | LOAD
1123174949 | EKPC | SPURLOCK | 138 KV | G1SVCLD | LOAD
2156109606 | EKPC | SPURLOCK | 138 KV | T27 | LOAD
2156109607 | EKPC | SPURLOCK | 138 KV | T28 | LOAD
1123174950 | EKPC | SPURLOCK | 18 KV | G3AUXLD | LOAD
1123174951 | EKPC | SPURLOCK | 18 KV | G4AUXLD | LOAD
1123180720 | EKPC | SPURLOCK | 18 KV | SPURLK3 | GEN
1123180721 | EKPC | SPURLOCK | 18 KV | SPURLK4 | GEN
1123174952 | EKPC | SPURLOCK | 22 KV | G1AUXLD | LOAD
1123174953 | EKPC | SPURLOCK | 22 KV | G2AUXLD | LOAD
1123180722 | EKPC | SPURLOCK | 22 KV | SPURLK1 | GEN
1123180723 | EKPC | SPURLOCK | 22 KV | SPURLK2 | GEN
1123174954 | EKPC | SPURLOCK | 345 KV | G4SVCLD | LOAD
1123174955 | EKPC | STANTONE | 69 KV | LD_185 | LOAD
1123174956 | EKPC | STEPHNSB | 69 KV | LD_187 | LOAD
1123174957 | EKPC | STRLG_EK | 138 KV | LD_152 | LOAD
1123174958 | EKPC | SUBLETT | 69 KV | LD_186 | LOAD
1123174959 | EKPC | SULPHRCR | 69 KV | LD_185 | LOAD
1123174974 | EKPC | T_GOOCH | 69 KV | LD_186 | LOAD
1123175818 | EKPC | TAYLORSV | 69 KV | LD_182 | LOAD
2156114236 | EKPC | TAYLRSVI | 161 KV | TAYLRSVI | LOAD
1123174964 | EKPC | TEMPLEHL | 69 KV | LD_185 | LOAD
1123174965 | EKPC | THARPJCT | 69 KV | LD_185 | LOAD
1356156572 | EKPC | THARPJCT | 69 KV | LOAD | LOAD
1123174966 | EKPC | THELMAEK | 69 KV | LD_185 | LOAD
1123174967 | EKPC | THREELNK | 69 KV | LD_185 | LOAD
1123174968 | EKPC | THREFRKS | 138 KV | LD_154 | LOAD
1123174969 | EKPC | TODDVILL | 69 KV | LD_184 | LOAD
1123174970 | EKPC | TRAPP | 69 KV | LD_185 | LOAD
1123175833 | EKPC | TREEHVT | 69 KV | LD_183 | LOAD
1123174971 | EKPC | TUNNELHL | 69 KV | LD_183 | LOAD
1305125049 | EKPC | TUNNELHL | 69 KV | LOAD | LOAD
1123174972 | EKPC | TURKEYFT | 69 KV | LD_183 | LOAD
1123174973 | EKPC | TYNER | 69 KV | LD_1813 | LOAD
1123174975 | EKPC | UNION_EK | 138 KV | LD_155 | LOAD
1132289895 | EKPC | UNION_UN | 69 KV | LD_186 | LOAD
1123174976 | EKPC | UPCHURCH | 69 KV | LD_186 | LOAD
1123174977 | EKPC | UPTONJCT | 69 KV | LD_185 | LOAD
1123175853 | EKPC | VAN_MTR | 69 KV | LD_182 | LOAD
1165475227 | EKPC | VANARSDL | 69 KV | LOAD | LOAD
1356156625 | EKPC | VERTREES | 69 KV | LOAD | LOAD
1305125092 | EKPC | VNEGROVE | 69 KV | LOAD | LOAD
1123174978 | EKPC | VOLGA | 69 KV | LD_185 | LOAD
1123174991 | EKPC | W_BARDSJ | 69 KV | LD_186 | LOAD
1123174992 | EKPC | W_BARDST | 69 KV | LD_183 | LOAD
1123174993 | EKPC | W_BEREA | 69 KV | LD_1811 | LOAD
1123174994 | EKPC | W_COLUMB | 69 KV | LD_183 | LOAD
1123174995 | EKPC | W_LIBERT | 69 KV | LD_185 | LOAD
1123174996 | EKPC | W_LONDON | 69 KV | LD_185 | LOAD
1123175901 | EKPC | W_MT_WAS | 69 KV | LD_184 | LOAD
1123174997 | EKPC | W_NICHS2 | 69 KV | LD_184 | LOAD
1123174998 | EKPC | W_NICHVJ | 69 KV | LD_185 | LOAD
1123174999 | EKPC | W_SOMERS | 69 KV | LD_185 | LOAD
1123174981 | EKPC | WARNOCK | 69 KV | LD_185 | LOAD
1123174982 | EKPC | WEBSCRS | 69 KV | LD_184 | LOAD
1207069123 | EKPC | WGLASGOW | 69 KV | LOAD1 | LOAD
1207069124 | EKPC | WGLASGOW | 69 KV | LOAD2 | LOAD
2156114251 | EKPC | WHITOAK | 69 KV | WHITOAK | LOAD
1123174987 | EKPC | WIBORG_J | 69 KV | LD_185 | LOAD
1123174988 | EKPC | WILLMSTN | 69 KV | LD_185 | LOAD
1123174989 | EKPC | WINDSOR2 | 69 KV | LD_186 | LOAD
2156114273 | EKPC | WOODSTCK | 69 KV | LD_185 | LOAD
1123174990 | EKPC | WOOSLEY | 69 KV | LD_185 | LOAD
1123175000 | EKPC | ZACHARIA | 69 KV | LD_186 | LOAD
2156110201 | EKPC | ZOLLICOF | 69 KV | ZOLLICOF | LOAD
1123175001 | EKPC | ZULAJCT | 69 KV | LD_185 | LOAD
2156110605 | JCPL | ATLANTIC | 230 KV | SVS | GEN
2156113572 | JCPL | ATLANTIC | 34 KV | BANK5 | LOAD
1292915062 | JCPL | ATLANTIC | 34 KV | BRIKYDSP | GEN
2156109430 | JCPL | ATLANTIC | 34 KV | HAMLRDSP | GEN
50719 | JCPL | ATLANTIC | 34 KV | MAMMOTH | GEN
123901501 | JCPL | ATLANTIC | 34 KV | TINFALSP | GEN
1348263767 | JCPL | CHESTJCT | 35 KV | BERNVISF | GEN
205515 | JCPL | CHESTJCT | 35 KV | LOAD1 | LOAD
44460711 | JCPL | CHESTJCT | 35 KV | LOAD2 | LOAD
2156115529 | JCPL | CHESTJCT | 35 KV | SOCOMBSP | GEN
1305117451 | JCPL | COLUMBJC | 35 KV | LOAD1 | LOAD
1218901522 | JCPL | COOKSTOW | 35 KV | ARGONNE | LOAD
1218901527 | JCPL | COOKSTOW | 35 KV | BK3 | LOAD
2156111758 | JCPL | COOKSTOW | 35 KV | DIX1_SP | GEN
2156111824 | JCPL | COOKSTOW | 35 KV | DIX2_SP | GEN
1218901528 | JCPL | COOKSTOW | 35 KV | FORTDIX | LOAD
1218901523 | JCPL | COOKSTOW | 35 KV | GRADVEN | LOAD
1305130248 | JCPL | COOKSTOW | 35 KV | HANOVRSP | GEN
1107289145 | JCPL | COOKSTOW | 35 KV | JACOBSSP | GEN
2156111326 | JCPL | COOKSTOW | 35 KV | LEGLERSP | GEN
1218901526 | JCPL | COOKSTOW | 35 KV | MCGUIRES | LOAD
1218901521 | JCPL | COOKSTOW | 35 KV | MCGUIRET | LOAD
1369011184 | JCPL | COOKSTOW | 35 KV | MONMOUTH | GEN
1379267334 | JCPL | COOKSTOW | 35 KV | NHNOVRSP | GEN
1067168597 | JCPL | COOKSTOW | 35 KV | NTHRUNSP | GEN
1097732812 | JCPL | COOKSTOW | 35 KV | SHEMESSP | GEN
1218901524 | JCPL | COOKSTOW | 35 KV | VANHISEU | LOAD
1218901525 | JCPL | COOKSTOW | 35 KV | VANHISEV | LOAD
49373 | JCPL | DEEPRN | 115 KV | BANK 1 | LOAD
49374 | JCPL | DEEPRN | 115 KV | BANK 2 | LOAD
49312 | JCPL | DOTWWHAR | 230 KV | TE TX | LOAD
67719531 | JCPL | DRAKESTO | 115 KV | LD 1 | LOAD
1207061820 | JCPL | EATONCST | 34.5 KV | T3 | LOAD
1292915022 | JCPL | EFLEMING | 35 KV | COPHILSP | GEN
1356162594 | JCPL | EFLEMING | 35 KV | EAMWELSP | GEN
123901495 | JCPL | EFLEMING | 35 KV | EFLEMSP | GEN
1356162595 | JCPL | EFLEMING | 35 KV | FISCHER | GEN
119118201 | JCPL | EFLEMING | 35 KV | FRNCH2SP | GEN
1356162596 | JCPL | EFLEMING | 35 KV | FRNCH3SP | GEN
98370449 | JCPL | EFLEMING | 35 KV | FRNCHSP | GEN
1338430327 | JCPL | EFLEMING | 35 KV | JUNCRDSP | GEN
2156113388 | JCPL | EFLEMING | 35 KV | JUSTINBS | GEN
205516 | JCPL | EFLEMING | 35 KV | LOAD1 | LOAD
44460713 | JCPL | EFLEMING | 35 KV | LOAD2 | LOAD
1183231797 | JCPL | EFLEMING | 35 KV | PITTSP | GEN
2156115736 | JCPL | EFLEMING | 35 KV | QKRTW2SP | GEN
1379267292 | JCPL | EFLEMING | 35 KV | QKRTWNSP | GEN
49315 | JCPL | ELASTIMO | 230 KV | 1 TX | LOAD
1084379718 | JCPL | ENGLISHT | 115 KV | BK7 | LOAD
44460727 | JCPL | ENGLISHT | 35 KV | BK 1 | LOAD
44460729 | JCPL | ENGLISHT | 35 KV | BK 2 | LOAD
44460731 | JCPL | ENGLISHT | 35 KV | BK 5 | LOAD
2156109431 | JCPL | ENGLISHT | 35 KV | HOFFMNSP | GEN
135389793 | JCPL | ENGLISHT | 35 KV | MANALPSF | GEN
52453 | JCPL | EWINDSOR | 500 KV |  | EHV
2156111325 | JCPL | FLANDERS | 34.5 KV | BERKSHSP | GEN
2156110330 | JCPL | FLANDERS | 34.5 KV | DURBANSP | GEN
87901499 | JCPL | FLANDERS | 34.5 KV | LDFL | LOAD
2156111250 | JCPL | FLANDERS | 34.5 KV | LOAD2 | LOAD
2156113362 | JCPL | FLANDERS | 34.5 KV | MTOLIVSP | GEN
1183231801 | JCPL | FRANKLIN | 34.5 KV | BVRRUNSP | GEN
1305130206 | JCPL | FRANKLIN | 34.5 KV | FRANKFSP | GEN
106856747 | JCPL | FRANKLIN | 34.5 KV | LOAD | LOAD
2156110603 | JCPL | FRANKLIN | 34.5 KV | ROYRD1BS | GEN
1305117388 | JCPL | FRANKLIN | 34.5 KV | SS LOAD | LOAD
1123179265 | JCPL | FRANKLIN | 34.5 KV | WANTAGSP | GEN
49380 | JCPL | FRENEAU | 230 KV | BK 1 | LOAD
49381 | JCPL | FRENEAU | 230 KV | BK 2 | LOAD
49378 | JCPL | FRENEAU | 230 KV | BK 3 | LOAD
1047951 | JCPL | FRENEAU | 230 KV | BK 6 | LOAD
123901503 | JCPL | FRENEAU | 230 KV | HOMDELSP | GEN
49379 | JCPL | FRENEAU | 230 KV | LBK 4 | LOAD
50695 | JCPL | GILBERT | 13 KV | UNIT 4 | GEN
50696 | JCPL | GILBERT | 13 KV | UNIT 5 | GEN
50697 | JCPL | GILBERT | 13 KV | UNIT 6 | GEN
50698 | JCPL | GILBERT | 13 KV | UNIT 7 | GEN
50699 | JCPL | GILBERT | 13 KV | UNIT 8 | GEN
50704 | JCPL | GILBERT | 18 KV | GEN 9 | GEN
49323 | JCPL | GILBERT | 34 KV | 4.8 KV | LOAD
49322 | JCPL | GILBERT | 34 KV | A27 | LOAD
49325 | JCPL | GILBERT | 34 KV | B28 | LOAD
49320 | JCPL | GILBERT | 34 KV | C29 | LOAD
1869194144 | JCPL | GILBERT | 34 KV | EDGERDBS | GEN
1123179276 | JCPL | GILBERT | 34 KV | FTOWN3SP | GEN
1318143796 | JCPL | GILBERT | 34 KV | HOLANDSP | GEN
49326 | JCPL | GILBERT | 34 KV | J712 | LOAD
49324 | JCPL | GILBERT | 34 KV | V750 | LOAD
2156115399 | JCPL | GILBERT | 34 KV | WARRGLBT | GEN
49321 | JCPL | GILBERT | 34 KV | Y25 | LOAD
49327 | JCPL | GILLETTE | 230 KV | BK 1 | LOAD
49328 | JCPL | GILLETTE | 230 KV | BK 2 | LOAD
49334 | JCPL | GLENGARD | 34 KV | G735 | LOAD
123901497 | JCPL | GLENGARD | 34 KV | LEBANSP | GEN
49335 | JCPL | GLENGARD | 34 KV | R720 | LOAD
49333 | JCPL | GLENGARD | 34 KV | T748 | LOAD
49337 | JCPL | GREYSTON | 230 KV | BK 1 | LOAD
49338 | JCPL | GREYSTON | 230 KV | BK 2 | LOAD
49339 | JCPL | GREYSTON | 230 KV | BK 3 | LOAD
49340 | JCPL | GREYSTON | 230 KV | BK 4 | LOAD
119117431 | JCPL | ILIFF | 230 KV | 230LOAD1 | LOAD
205517 | JCPL | KITTATIN | 34 KV | LOAD1 | LOAD
5021703 | JCPL | LAKEWOOD | 18 KV | OCEAN C1 | GEN
5021704 | JCPL | LAKEWOOD | 18 KV | OCEAN C2 | GEN
50720 | JCPL | LAKEWOOD | 230 KV | NUG LK | GEN
1165467830 | JCPL | LAKEWOOD | 230 KV | TR6 | LOAD
49382 | JCPL | LARRABEE | 230 KV | BK 3 | LOAD
49383 | JCPL | LARRABEE | 230 KV | BK 4 | LOAD
49384 | JCPL | LARRABEE | 230 KV | BK 7 | LOAD
49385 | JCPL | LARRABEE | 230 KV | BK 8 | LOAD
49386 | JCPL | LARRABEE | 230 KV | BK 9 | LOAD
83734261 | JCPL | LARRABEE | 230 KV | BK12 | LOAD
1248992259 | JCPL | LARRABEE | 230 KV | FRENCHSP | GEN
1123179309 | JCPL | LARRABEE | 230 KV | HOWELLSP | GEN
1292915073 | JCPL | LARRABEE | 230 KV | MUDFRGSP | GEN
2156112977 | JCPL | LARRABEE | 230 KV | VESIHOBS | GEN
49389 | JCPL | LEISUREV | 230 KV | BANK 2 | LOAD
49388 | JCPL | LEISUREV | 230 KV | BK 1 | LOAD
49390 | JCPL | LEISUREV | 230 KV | BK 3 | LOAD
49391 | JCPL | LEISUREV | 230 KV | BK 4 | LOAD
1292902199 | JCPL | MANALAPA | 230 KV | BK1 | LOAD
1292902198 | JCPL | MANALAPA | 230 KV | BK2 | LOAD
1123179312 | JCPL | MANALAPA | 230 KV | MILHURSP | GEN
1107289152 | JCPL | MANALAPA | 230 KV | NPARKSP1 | GEN
1107289153 | JCPL | MANALAPA | 230 KV | NPARKSP2 | GEN
2156110131 | JCPL | MANCHEST | 230 KV | T1_LOAD | LOAD
2156110132 | JCPL | MANCHEST | 230 KV | T2_LOAD | LOAD
49394 | JCPL | MANITOU | 230 KV | BK 5 | LOAD
49393 | JCPL | MANITOU | 230 KV | BK 6 | LOAD
44460737 | JCPL | MANITOU | 35 KV | BK 1 | LOAD
44460735 | JCPL | MANITOU | 35 KV | BK 2 | LOAD
44460733 | JCPL | MANITOU | 35 KV | BK 7 | LOAD
50721 | JCPL | MANITOU | 35 KV | MRPC | GEN
2156110606 | JCPL | MANITOU | 35 KV | OAKRIDSP | GEN
53049037 | JCPL | MANITOU | 35 KV | OCLF | GEN
49342 | JCPL | MERRILCR | 115 KV | 1 TX 1 | LOAD
48933935 | JCPL | MONTVILL | 230 KV | T3A | LOAD
48933937 | JCPL | MONTVILL | 230 KV | T3B | LOAD
205518 | JCPL | MONTVILL | 35 KV | LOAD1 | LOAD
44460715 | JCPL | MONTVILL | 35 KV | LOAD2 | LOAD
1439640176 | JCPL | MORRISPA | 35 KV | BK 1 | LOAD
1123167523 | JCPL | MORRISPA | 35 KV | BK 2 | LOAD
2156109429 | JCPL | MORRISPA | 35 KV | CYPHRDSP | GEN
2155502053 | JCPL | MORRISPA | 35 KV | FRANKLSP | GEN
1123179287 | JCPL | MORRISPA | 35 KV | GDSPRGSP | GEN
1123179286 | JCPL | MORRISPA | 35 KV | HARMNYSP | GEN
1439656772 | JCPL | MORRISPA | 35 KV | HIGHSTRT | GEN
2156114171 | JCPL | MORRISPA | 35 KV | HOLLNDSP | GEN
1348263801 | JCPL | MORRISPA | 35 KV | RICHLISP | GEN
2156109171 | JCPL | MORRISPA | 35 KV | WASHBNSP | GEN
49347 | JCPL | MORRISTO | 230 KV | BK 5 | LOAD
49348 | JCPL | MORRISTO | 230 KV | BK 6 | LOAD
49395 | JCPL | NEJESCO | 230 KV | 1 TX | LOAD
49396 | JCPL | NEJESCO | 230 KV | 2 TX | LOAD
49397 | JCPL | NEJESCO | 230 KV | 3 TX | LOAD
1123167591 | JCPL | NEWPROSP | 230 KV | BK1 | LOAD
1123167590 | JCPL | NEWPROSP | 230 KV | TR2 | LOAD
1292915048 | JCPL | NEWTON | 34.5 KV | AUGUSTSP | GEN
2156112649 | JCPL | NEWTON | 34.5 KV | BR_RD_BS | GEN
106856749 | JCPL | NEWTON | 34.5 KV | LOAD | LOAD
2156111251 | JCPL | NEWTON | 34.5 KV | LOAD2 | LOAD
2156115005 | JCPL | NEWTON | 34.5 KV | MONTAGBS | GEN
49399 | JCPL | NJTABERD | 230 KV | UBE TX | LOAD
49398 | JCPL | NJTABERD | 230 KV | UBW TX | LOAD
49401 | JCPL | NJTREDBA | 230 KV | UBE TX | LOAD
49400 | JCPL | NJTREDBA | 230 KV | UBW TX | LOAD
44460739 | JCPL | OCEANVIE | 35 KV | BK 1 | LOAD
44460741 | JCPL | OCEANVIE | 35 KV | BK 2 | LOAD
50722 | JCPL | OYSTERCR | 14 KV | FR 1 | GEN
50723 | JCPL | OYSTERCR | 14 KV | FR 2 | GEN
49404 | JCPL | OYSTERCR | 230 KV | BK 7 | LOAD
49405 | JCPL | OYSTERCR | 230 KV | BK 8 | LOAD
2156114754 | JCPL | OYSTERCR | 230 KV | T11LD | LOAD
61482275 | JCPL | PARLIN | 230 KV | DPONTNUG | GEN
78711699 | JCPL | PARLIN | 230 KV | LOAD1 | LOAD
1305117506 | JCPL | PARLIN | 230 KV | SS LOAD | LOAD
123901499 | JCPL | PEQUESTR | 34 KV | FOLRFTSP | GEN
2156115521 | JCPL | PEQUESTR | 34 KV | FOULRISP | GEN
1318143813 | JCPL | PEQUESTR | 34 KV | JCMSCNUG | GEN
2156111253 | JCPL | PEQUESTR | 34 KV | LOAD1 | LOAD
2156111252 | JCPL | PEQUESTR | 34 KV | LOAD2 | LOAD
1123179292 | JCPL | PEQUESTR | 34 KV | MACKISCC | GEN
50713 | JCPL | PEQUESTR | 34 KV | WARREN | GEN
1123179291 | JCPL | PEQUESTR | 34 KV | WARRENSP | GEN
1666116328 | JCPL | POHATCON | 34.5 KV | 59NWBRBS | GEN
1292915053 | JCPL | POHATCON | 34.5 KV | DOMILNSP | GEN
87901501 | JCPL | POHATCON | 34.5 KV | LDPO | LOAD
2156114890 | JCPL | POHATCON | 34.5 KV | MANSF3BS | GEN
205519 | JCPL | READINGT | 35 KV | LOAD1 | LOAD
49406 | JCPL | REDBAJCT | 230 KV | BK 1 | LOAD
49407 | JCPL | REDBAJCT | 230 KV | BK 2 | LOAD
49408 | JCPL | REDBAJCT | 230 KV | BK 7 | LOAD
49409 | JCPL | REDBAJCT | 230 KV | BK 8 | LOAD
1048049 | JCPL | REDOAKA | 18 KV | CT2 | GEN
1048050 | JCPL | REDOAKA | 18 KV | CT3 | GEN
1048052 | JCPL | REDOAKB | 18 KV | CT | GEN
1048051 | JCPL | REDOAKB | 18 KV | ST | GEN
1183219540 | JCPL | ROCKTOWN | 35 KV | LOAD1 | LOAD
1379267322 | JCPL | ROCKTOWN | 35 KV | MUIRHDSP | GEN
112586241 | JCPL | SAYRECON | 230 KV | DCLINEGN | GEN
112586143 | JCPL | SAYRECON | 230 KV | DCLINELD | LOAD
119118305 | JCPL | SAYRECON | 500 KV | 2-PUMP | GEN
49413 | JCPL | SAYREVIL | 115 KV | BK 14 | LOAD
49412 | JCPL | SAYREVIL | 115 KV | BK 4 | LOAD
1084379762 | JCPL | SAYREVIL | 115 KV | BK 7 | LOAD
1048053 | JCPL | SAYREVIL | 115 KV | MCSA | GEN
50727 | JCPL | SAYREVIL | 13 KV | CT 1 | GEN
50728 | JCPL | SAYREVIL | 13 KV | CT 2 | GEN
50729 | JCPL | SAYREVIL | 13 KV | CT 3 | GEN
50730 | JCPL | SAYREVIL | 13 KV | CT 4 | GEN
1379267362 | JCPL | SMITHBUR | 35 KV | BLOOM FC | GEN
205522 | JCPL | SMITHBUR | 35 KV | LOAD1 | LOAD
52465 | JCPL | SMITHBURG | 500 KV |  | EHV
74008695 | JCPL | SRIVER | 13 KV | G1 | GEN
74008699 | JCPL | SRIVER | 13 KV | G2 | GEN
74008697 | JCPL | SRIVER | 13 KV | G3 | GEN
1097721847 | JCPL | SRIVER | 230 KV | LOAD1 | LOAD
1097721848 | JCPL | SRIVER | 230 KV | LOAD2 | LOAD
50726 | JCPL | SRIVER | 230 KV | NUG GE | GEN
49356 | JCPL | STON JC | 115 KV | BK 2 | LOAD
49357 | JCPL | STON JC | 230 KV | BK 1 | LOAD
49359 | JCPL | SUMM JC | 230 KV | TE TX | LOAD
49358 | JCPL | SUMM JC | 230 KV | TW TX | LOAD
1218901591 | JCPL | TAYLORLN | 230 KV | T1 | LOAD
98369885 | JCPL | TEWKSBRY | 230 KV | TR-1 | LOAD
49361 | JCPL | TRAYNOR | 230 KV | BK 11 | LOAD
49360 | JCPL | TRAYNOR | 230 KV | BK 12 | LOAD
49362 | JCPL | TRAYNOR | 230 KV | BK 13 | LOAD
49363 | JCPL | TRAYNOR | 230 KV | BK 14 | LOAD
49365 | JCPL | VERNON | 115 KV | BK 1 | LOAD
49364 | JCPL | VERNON | 115 KV | BK 4 | LOAD
49415 | JCPL | WERNER | 115 KV | BK 12 | LOAD
1369011215 | JCPL | WERNER | 115 KV | OLDBRDGE | GEN
2156112773 | JCPL | WERNER | 115 KV | TR14LOAD | LOAD
49366 | JCPL | WHIPPANY | 230 KV | BK 7 | LOAD
49367 | JCPL | WHIPPANY | 230 KV | BK 8 | LOAD
44460743 | JCPL | WHITINGS | 35 KV | BANK4 | LOAD
44460745 | JCPL | WHITINGS | 35 KV | BANK5 | LOAD
2156110040 | JCPL | WHITINGS | 35 KV | HOPECHSP | GEN
123901505 | JCPL | WHITINGS | 35 KV | PEMBL1SP | GEN
123901507 | JCPL | WHITINGS | 35 KV | PEMBL2SP | GEN
53048689 | JCPL | WILL JC | 230 KV | LOAD | LOAD
44460747 | JCPL | WIND JC | 35 KV | BANK1 | LOAD
44460749 | JCPL | WIND JC | 35 KV | BANK3 | LOAD
1338430413 | JCPL | WIND JC | 35 KV | UPFREESP | GEN
1218914043 | JCPL | WOODBRDG | 18 KV | CT-1A | GEN
1218914041 | JCPL | WOODBRDG | 18 KV | CT-1B | GEN
1218914042 | JCPL | WOODBRDG | 18 KV | S1 | GEN
1218901593 | JCPL | WOODBRDG | 18 KV | SS-1A LD | LOAD
1218901594 | JCPL | WOODBRDG | 18 KV | SS-1B LD | LOAD
1268571440 | JCPL | WWHARTON | 230 KV | SVC | GEN
1666116330 | JCPL | WWHARTON | 34 KV | 94-98BS | GEN
2156113927 | JCPL | WWHARTON | 34 KV | LD1_2 | LOAD
31020607 | JCPL | WWHARTON | 34 KV | LOAD4 | LOAD
1107278108 | JCPL | WYCKOFF | 115 KV | BANK3 | LOAD
50715 | JCPL | YARDSCRE | 14 KV | UNIT01 | GEN
50716 | JCPL | YARDSCRE | 14 KV | UNIT02 | GEN
50717 | JCPL | YARDSCRE | 14 KV | UNIT03 | GEN
1292902414 | METED | ADAMSTWN | 69 KV | BK2 LD | LOAD
1183219735 | METED | ALCOAME | 69 KV | ALCOA1 | LOAD
1183219736 | METED | ALCOAME | 69 KV | ALCOA2 | LOAD
49419 | METED | ALLEN | 115 KV | LD1 | LOAD
1292902409 | METED | ALTN CMT | 69 KV | LEHI CMT | LOAD
2156113644 | METED | AMDEASTN | 115 KV | CUSTLD | LOAD
49420 | METED | BAIR | 115 KV | 1 BANK | LOAD
1292902416 | METED | BALDY | 69 KV | BK1 LD | LOAD
1292902415 | METED | BALDY | 69 KV | KTZTWNLD | LOAD
1305117730 | METED | BARTO | 69 KV | BK 1 LD | LOAD
44460751 | METED | BELFAST | 115 KV | 2 BANK | LOAD
49422 | METED | BELFAST | 115 KV | 3 BANK | LOAD
2155501851 | METED | BERKLYFE | 69 KV | BRKLY_LD | LOAD
1292902377 | METED | BERN CH | 69 KV | TR2 LD | LOAD
1292902402 | METED | BERNVILL | 69 KV | TR1 LD | LOAD
1292902401 | METED | BERNVILL | 69 KV | TR2 LD | LOAD
1552825943 | METED | BIRDBORO | 23 KV | AUX1 | LOAD
1552825942 | METED | BIRDBORO | 23 KV | AUX2 | LOAD
1552843818 | METED | BIRDBORO | 23 KV | CT1 | GEN
1305117729 | METED | BRDB ALY | 69 KV | BK 1 LD | LOAD
1305117726 | METED | BRDSBORO | 69 KV | BK 1 LD | LOAD
1305117725 | METED | BRDSBORO | 69 KV | BK 4 LD | LOAD
1292902406 | METED | CAR TECH | 69 KV | BK1 LD | LOAD
1292902403 | METED | CAR TECH | 69 KV | BK2 LD | LOAD
1292902405 | METED | CAR TECH | 69 KV | BK3 LD | LOAD
1292902404 | METED | CAR TECH | 69 KV | BK4 LD | LOAD
1292902420 | METED | CARSONIA | 69 KV | BK3 LD | LOAD
1292902419 | METED | CARSONIA | 69 KV | BK5 LD | LOAD
49424 | METED | CLY | 115 KV | LD1 | LOAD
1292902378 | METED | CMBG LEE | 69 KV | CMBG LD | LOAD
1183219728 | METED | CMPBLTWN | 69 KV | CMBLTWN | LOAD
2156111386 | METED | CMPBLTWN | 69 KV | HERSHEYB | LOAD
1183219727 | METED | CMPBLTWN | 69 KV | MILLARDS | LOAD
1183219726 | METED | CMPBLTWN | 69 KV | SWATHILL | LOAD
1305117724 | METED | CNTYLINE | 69 KV | BK1 LD | LOAD
1305117723 | METED | CNTYLINE | 69 KV | CABOT LD | LOAD
49425 | METED | COLLINS | 115 KV | LD1 | LOAD
49426 | METED | CROSSROA | 115 KV | 1 BANK | LOAD
49427 | METED | DILLSBUR | 115 KV | LD1 | LOAD
5020983 | METED | DILLSBUR | 115 KV | LD2 | LOAD
1292902417 | METED | E TOPTON | 69 KV | BK1 LD | LOAD
1292902418 | METED | E TOPTON | 69 KV | BK2 LD | LOAD
2156113275 | METED | EISENHOW | 115 KV | T9_LOAD | LOAD
1292902421 | METED | EPENNMFG | 69 KV | EPENN1LD | LOAD
1292902422 | METED | EPENNMFG | 69 KV | EPENN2LD | LOAD
76427689 | METED | ES3CONEW | 115 KV | TR1 | LOAD
205525 | METED | FAIRVWME | 115 KV | 1 BANK | LOAD
44460753 | METED | FAIRVWME | 115 KV | 2 BANK | LOAD
1292902388 | METED | FLYHILLS | 69 KV | BK1 LD | LOAD
1292902389 | METED | FLYHILLS | 69 KV | BK2 LD | LOAD
49428 | METED | FOXHILL | 230 KV | 1BANK | LOAD
78711701 | METED | FOXHILL | 230 KV | 2BANK | LOAD
2156112528 | METED | FREDRCKB | 69 KV | BELLEVAN | LOAD
1183219740 | METED | FREDRCKB | 69 KV | FREDRCKB | LOAD
1183219742 | METED | FREDRCKB | 69 KV | FRYSTOWN | LOAD
1183219741 | METED | FREDRCKB | 69 KV | LICKDALE | LOAD
1292902394 | METED | FRIEDENB | 69 KV | EPENN2LD | LOAD
44460755 | METED | GARDNERS | 115 KV | 1 BANK | LOAD
93116 | METED | GARDNERS | 115 KV | 3BANK | LOAD
49431 | METED | GERMANTO | 115 KV | 2B42 | LOAD
205526 | METED | GITTSRUN | 115 KV | 2 BANK | LOAD
205527 | METED | GITTSRUN | 115 KV | 3 BANK | LOAD
44460757 | METED | GLADES | 115 KV | 1 BANK | LOAD
44460759 | METED | GLADES | 115 KV | 2 BANK | LOAD
119117433 | METED | GLENDON | 34.5 KV | 1 BANK | LOAD
119117435 | METED | GLENDON | 34.5 KV | 2 BANK | LOAD
1292902398 | METED | GLENSIDE | 69 KV | BK1 LD | LOAD
1292902399 | METED | GLENSIDE | 69 KV | BK2 LD | LOAD
61482201 | METED | GRANTLEY | 69 KV | GRANTLEY | LOAD
61482199 | METED | GRANTLEY | 69 KV | YORK | LOAD
49434 | METED | HAMILTON | 115 KV | 1 BANK | LOAD
49435 | METED | HAMILTON | 115 KV | 2 BANK | LOAD
50738 | METED | HAMILTON | 13 KV | HAMLTN | GEN
49436 | METED | HARLEY D | 115 KV | 1 BANK | LOAD
45565801 | METED | HARLEY D | 115 KV | 2 BANK | LOAD
44460761 | METED | HILL | 115 KV | 2 BANK | LOAD
44460763 | METED | HILL | 115 KV | 3 BANK | LOAD
61482207 | METED | HOKES | 69 KV | #1B-13 | LOAD
61482205 | METED | HOKES | 69 KV | #4B-13 | LOAD
2156112453 | METED | HOKES | 69 KV | COTTO2SP | GEN
2156113218 | METED | HOKES | 69 KV | COTTO8SP | GEN
61482203 | METED | HOKES | 69 KV | LEHIPORT | LOAD
1183219744 | METED | HRSHYTAP | 69 KV | MILL ST | LOAD
1666098599 | METED | HUFFCHUR | 69 KV | BK1 | LOAD
50739 | METED | HUNTERST | 13 KV | HUNTR1 | GEN
50740 | METED | HUNTERST | 13 KV | HUNTR2 | GEN
50741 | METED | HUNTERST | 13 KV | HUNTR3 | GEN
10700784 | METED | HUNTERST | 18 KV | CT101 | GEN
10700785 | METED | HUNTERST | 18 KV | CT201 | GEN
10700786 | METED | HUNTERST | 18 KV | CT301 | GEN
78711703 | METED | HUNTERST | 18 KV | SS1 | LOAD
78711705 | METED | HUNTERST | 18 KV | SS2 | LOAD
10700788 | METED | HUNTERST | 22 KV | ST401 | GEN
1183231892 | METED | HUNTERST | 500 KV | SVC | GEN
52456 | METED | HUNTERSTOWN | 500 KV |  | EHV
659773 | METED | IRONWOOD | 16 KV | CT-1 | GEN
659774 | METED | IRONWOOD | 16 KV | CT-2 | GEN
659772 | METED | IRONWOOD | 16 KV | ST | GEN
1047953 | METED | IRONWOOD | 230 KV | RUNBACK | LOAD
49439 | METED | JACK ME | 115 KV | 1B BAN | LOAD
2156113016 | METED | JACK ME | 69 KV | COTTO1SP | GEN
49440 | METED | JEBAKER | 115 KV | 1 BANK | LOAD
1356149122 | METED | JOHNSONC | 115 KV | JOHNSON | LOAD
2156113551 | METED | KLECKNER | 230 KV | T3LD | LOAD
1292902381 | METED | LEESPORT | 69 KV | BK 3 LD | LOAD
1292902380 | METED | LEESPORT | 69 KV | BK 4 LD | LOAD
49441 | METED | LINCOLN | 115 KV | 1 BANK | LOAD
49442 | METED | LINCOLN | 115 KV | 2 BANK | LOAD
1075443271 | METED | LINCOLN | 115 KV | BK3 | LOAD
2156113413 | METED | LINCOLN | 115 KV | MOB12_LD | LOAD
1292902408 | METED | LINCPARK | 69 KV | BK1 LD | LOAD
1292902407 | METED | LINCPARK | 69 KV | BK2 LD | LOAD
2156114984 | METED | LOCUSTPR | 115 KV | LOAD1 | LOAD
1305117732 | METED | LORANE | 69 KV | BK 1 LD | LOAD
1305117731 | METED | LORANE | 69 KV | BK 2 LD | LOAD
1292902391 | METED | LUCENTME | 69 KV | BK1 LD | LOAD
1292902393 | METED | LUCENTME | 69 KV | BK2 LD | LOAD
1292902392 | METED | LUCENTME | 69 KV | BK3 LD | LOAD
1292902390 | METED | LUCENTME | 69 KV | BK4 LD | LOAD
1292902424 | METED | LYNNVILE | 69 KV | BK 1 LD | LOAD
1292902423 | METED | LYNNVILE | 69 KV | BK 3 LD | LOAD
1292902285 | METED | LYONS | 69 KV | BK 1 LD | LOAD
1292902286 | METED | LYONS | 69 KV | STSER LD | LOAD
2156113436 | METED | LYONSSOL | 69 KV | LYONS_SP | GEN
2156114016 | METED | MAXATAWN | 69 KV | MAXATALD | LOAD
1292902431 | METED | MCKN GAP | 69 KV | BK1 LD | LOAD
1292902430 | METED | MCKN GAP | 69 KV | EXIDE LD | LOAD
49444 | METED | MENGES | 115 KV | 1B62 | LOAD
50742 | METED | MIDDLJCT | 69 KV | LANC | GEN
2156110432 | METED | MIDDLJCT | 69 KV | PERDUELD | LOAD
1305117728 | METED | MIDL CRK | 69 KV | TR 3 LD | LOAD
1292902383 | METED | MOSELEM | 69 KV | BK 1 LD | LOAD
1292902384 | METED | MOSELEM | 69 KV | BK 2 LD | LOAD
49448 | METED | MOUN ME | 115 KV | 1B12 | LOAD
49447 | METED | MOUN ME | 115 KV | 3B12 | LOAD
50743 | METED | MOUN ME | 13 KV | GEN #1 | GEN
50744 | METED | MOUN ME | 13 KV | GEN #2 | GEN
49449 | METED | MTROSE | 115 KV | 1 BANK | LOAD
44460767 | METED | MTROSE | 115 KV | 3 BANK | LOAD
1292902385 | METED | MUHLBERG | 69 KV | BK1 LD | LOAD
1292902386 | METED | MUHLBERG | 69 KV | BK2 LD | LOAD
1292902387 | METED | MUHLBERG | 69 KV | BK5 LD | LOAD
2156111255 | METED | MYERSTWN | 69 KV | BAYER_LD | LOAD
1183219745 | METED | MYERSTWN | 69 KV | MYRSTN1 | LOAD
1183219746 | METED | MYERSTWN | 69 KV | MYRSTN2 | LOAD
1047954 | METED | NBANGOR | 35 KV | BUS4 LD | LOAD
1047955 | METED | NBANGOR | 35 KV | BUS8 LD | LOAD
1048054 | METED | NBANGOR | 35 KV | GCSL | GEN
49450 | METED | NEWBERRY | 115 KV | 1 BANK | LOAD
49451 | METED | NEWBERRY | 115 KV | 2 BANK | LOAD
49456 | METED | NHANOVER | 115 KV | 3 BANK | LOAD
49455 | METED | NHANOVER | 115 KV | 4 BANK | LOAD
1368997384 | METED | NHANOVER | 115 KV | TR1 | LOAD
1183219666 | METED | NLEBNON | 69 KV | BK2 | LOAD
2156110806 | METED | NLEBNON | 69 KV | BK41 | LOAD
1183231902 | METED | NLEBNON | 69 KV | LEBANOLF | GEN
49461 | METED | NORTHWOO | 230 KV | 2 BANK | LOAD
49460 | METED | NORTHWOO | 230 KV | 3 BANK | LOAD
1292902303 | METED | NTEMPLE | 69 KV | BK 1 LD | LOAD
1292902304 | METED | NTEMPLE | 69 KV | BK 2 LD | LOAD
83734263 | METED | NVRSINK | 13.8 KV | LOAD1 | LOAD
83734265 | METED | NVRSINK | 13.8 KV | LOAD2 | LOAD
1183219743 | METED | OLMSTED | 69 KV | OLMSTED | LOAD
2156111254 | METED | OLMSTED | 69 KV | WOODSTLD | LOAD
5021706 | METED | ONTELAUN | 18 KV | CT1 | GEN
5021707 | METED | ONTELAUN | 18 KV | CT2 | GEN
5021708 | METED | ONTELAUN | 18 KV | STM | GEN
1047956 | METED | ORRTANNA | 115 KV | ADAMS LD | LOAD
49463 | METED | ORRTANNA | 115 KV | LD1 | LOAD
50745 | METED | ORRTANNA | 13 KV | ORRTAN | GEN
1292902411 | METED | OUTER ST | 69 KV | BK1 LD | LOAD
1292902410 | METED | OUTER ST | 69 KV | BK2 LD | LOAD
49464 | METED | OXFORD | 115 KV | 1 BANK | LOAD
1305117727 | METED | PAINT SK | 69 KV | BK 1 LD | LOAD
2156114396 | METED | PANTHER | 69 KV | CRYPTOLD | LOAD
57967653 | METED | PANTHER | 69 KV | MOSELMLF | GEN
50746 | METED | PANTHER | 69 KV | PANTR | GEN
2156111387 | METED | PEACHST | 69 KV | PEACHLD | LOAD
2156114996 | METED | PHGLATFE | 13.8 KV | AUX_LD | LOAD
2156111005 | METED | PHGLATFE | 13.8 KV | NUG1 | GEN
2156113758 | METED | PHGLATFE | 13.8 KV | UNIT2 | GEN
1305117722 | METED | PINELANE | 69 KV | BK 1 LD | LOAD
1305117721 | METED | PINELANE | 69 KV | BK 2 LD | LOAD
1305130338 | METED | PIONTXSW | 69 KV | PIONEER | GEN
44460777 | METED | PLVL ME | 115 KV | 1BANK | LOAD
1047957 | METED | PLVL ME | 115 KV | 2BANK | LOAD
1047958 | METED | PLVL ME | 115 KV | 4BANK | LOAD
50750 | METED | PORTLAND | 13 KV | CT 3 | GEN
50751 | METED | PORTLAND | 13 KV | CT 4 | GEN
50749 | METED | PORTLAND | 13 KV | CT 5 | GEN
49467 | METED | PPGI | 115 KV | LD1 | LOAD
49468 | METED | PPGI | 115 KV | LD2 | LOAD
1097721929 | METED | PROSPEME | 115 KV | LD1 | LOAD
49469 | METED | QUEEN ST | 115 KV | 2 BANK | LOAD
32947099 | METED | RAINTREE | 115 KV | LOAD1 | LOAD
2156109532 | METED | RAINTREE | 115 KV | LOAD2 | LOAD
2041947140 | METED | REHRSBRG | 69 KV | T1 | LOAD
2156114074 | METED | RILEY | 34.5 KV | ADAMSSP | GEN
1292902426 | METED | RIVRVWME | 69 KV | BK1 LD | LOAD
1292902427 | METED | RIVRVWME | 69 KV | BK2 LD | LOAD
1305117718 | METED | RNGROCKS | 69 KV | TR 1 LD | LOAD
1292902412 | METED | ROSEDLME | 69 KV | BK1 LD | LOAD
1292902413 | METED | ROSEDLME | 69 KV | BK4 LD | LOAD
49471 | METED | ROUNDTOP | 115 KV | 1B71 | LOAD
49470 | METED | ROUNDTOP | 115 KV | 1B72 | LOAD
2155501850 | METED | ROYAL_G | 69 KV | RYL_G_LD | LOAD
1292902395 | METED | S HAMBRG | 69 KV | BK 1 LD | LOAD
1292902396 | METED | S HAMBRG | 69 KV | BK 2 LD | LOAD
1292902397 | METED | S HAMBRG | 69 KV | BK 4 LD | LOAD
50753 | METED | SHAWNEE | 13 KV | SHAWNE | GEN
44460779 | METED | SHAWNEE | 34 KV | 2 BANK | LOAD
44460781 | METED | SHAWNEE | 34 KV | 3 BANK | LOAD
76427691 | METED | SHAWNEE | 34 KV | 4 BANK | LOAD
1183219691 | METED | SLEBANON | 69 KV | BK5 | LOAD
1183219690 | METED | SLEBANON | 69 KV | BK7 | LOAD
49477 | METED | SMITHST | 115 KV | LD2 | LOAD
49478 | METED | SMITHST | 115 KV | LD3 | LOAD
1292902429 | METED | SPG VAL | 69 KV | BK1 LD | LOAD
1292902428 | METED | SPG VAL | 69 KV | MG INDLD | LOAD
41935395 | METED | SPRINGWO | 115 KV | LOAD1 | LOAD
50754 | METED | SREADING | 13 KV | TITUS4 | GEN
50755 | METED | SREADING | 13 KV | TITUS5 | GEN
49479 | METED | SREADING | 69 KV | LD1 | LOAD
49480 | METED | SREADING | 69 KV | LD2 | LOAD
1356149004 | METED | SREADING | 69 KV | SS | LOAD
1292902400 | METED | STATEST | 69 KV | TR1 LD | LOAD
1388599193 | METED | STOUCHBG | 69 KV | T1 | LOAD
49481 | METED | STRABAN | 115 KV | 1 BANK | LOAD
49482 | METED | TAXVILLE | 115 KV | 1 BANK | LOAD
49483 | METED | TAXVILLE | 115 KV | 3 BANK | LOAD
57967515 | METED | TEXSEAST | 115 KV | TEXSEAST | LOAD
1183219733 | METED | THRD GRN | 69 KV | FTH GRN | LOAD
1183219734 | METED | THRD GRN | 69 KV | THRD GRN | LOAD
49484 | METED | TMI | 230 KV | LD1 | LOAD
49486 | METED | TMI | 230 KV | LD3 | LOAD
52468 | METED | TMI | 500 KV |  | EHV
49487 | METED | TOLNA | 115 KV | 1B02 | LOAD
49488 | METED | TOLNA | 115 KV | 3B02 | LOAD
50760 | METED | TOLNA | 13 KV | GEN1 | GEN
50761 | METED | TOLNA | 13 KV | GEN2 | GEN
1183219737 | METED | TURFCLUB | 69 KV | GRNTVLE | LOAD
1183219738 | METED | TURFCLUB | 69 KV | INDTNGAP | LOAD
1183219739 | METED | TURFCLUB | 69 KV | TURFCLUB | LOAD
2156114254 | METED | VANREED | 69 KV | T1LD | LOAD
49489 | METED | VIOLET H | 115 KV | 4 BANK | LOAD
61482211 | METED | VIOLET H | 69 KV | BK_1 | LOAD
61482209 | METED | VIOLET H | 69 KV | BK_2 | LOAD
1305117719 | METED | W BOYTWN | 69 KV | BK 1 LD | LOAD
1305117720 | METED | W BOYTWN | 69 KV | BK 2 LD | LOAD
1292902425 | METED | WESNBERG | 69 KV | BK1 LD | LOAD
44460787 | METED | WESTGATE | 115 KV | 1 BANK | LOAD
44460789 | METED | WESTGATE | 115 KV | 2 BANK | LOAD
44460791 | METED | WHELLAM | 115 KV | 1 BANK | LOAD
44460793 | METED | WHITEFOR | 115 KV | 1 BANK | LOAD
44460795 | METED | WHITEFOR | 115 KV | 2 BANK | LOAD
1356149123 | METED | WILLOWDR | 230 KV | SUNOCO | LOAD
49494 | METED | WIND ME | 115 KV | 3 BANK | LOAD
49495 | METED | WIND ME | 115 KV | 4 BANK | LOAD
1183219732 | METED | WLEB | 69 KV | ANNVILLE | LOAD
1183219729 | METED | WLEB | 69 KV | BRDSTCRN | LOAD
1183219731 | METED | WLEB | 69 KV | CLEONA | LOAD
1183219730 | METED | WLEB | 69 KV | WLEB | LOAD
83734271 | METED | WREADING | 69 KV | BK5_LD | LOAD
83734267 | METED | WREADING | 69 KV | BK7_LD | LOAD
83734269 | METED | WREADING | 69 KV | BK8_LD | LOAD
112586175 | METED | WREADING | 69 KV | RDNGHPGT | GEN
2156109886 | METED | WSHORE2 | 69 KV | T1LOAD | LOAD
49496 | METED | YOE | 115 KV | 2 BANK | LOAD
50764 | METED | YORK INC | 115 KV | NUG GE | GEN
49497 | METED | YORKANA | 13 KV | LOAD | LOAD
50763 | METED | YORKHAVE | 115 KV | YORKHV | GEN
49498 | METED | ZIONSVIE | 115 KV | 1B12 | LOAD
49499 | METED | ZIONSVIE | 115 KV | 2B12 | LOAD
1552845534 | OVEC | CLIFTYCR | 15.5 KV | CC1 | GEN
1552845528 | OVEC | CLIFTYCR | 15.5 KV | CC2 | GEN
1552845537 | OVEC | CLIFTYCR | 15.5 KV | CC3 | GEN
1552845529 | OVEC | CLIFTYCR | 15.5 KV | CC4 | GEN
1552845540 | OVEC | CLIFTYCR | 15.5 KV | CC5 | GEN
1552845531 | OVEC | CLIFTYCR | 15.5 KV | CC6 | GEN
2156109330 | OVEC | DOEX530 | 13.8 KV | LOAD | LOAD
2156112119 | OVEC | DOEX555 | 12 KV | T1 | LOAD
2156111999 | OVEC | DOEX555 | 12 KV | T2 | LOAD
1552845545 | OVEC | KYGERCRE | 15.5 KV | KY1 | GEN
1552845546 | OVEC | KYGERCRE | 15.5 KV | KY2 | GEN
1552845544 | OVEC | KYGERCRE | 15.5 KV | KY3 | GEN
1552845547 | OVEC | KYGERCRE | 15.5 KV | KY4 | GEN
1552845548 | OVEC | KYGERCRE | 15.5 KV | KY5 | GEN
1047910 | PECO | AMTRAK | 69 KV | LOAD1 | LOAD
1047911 | PECO | AMTRAK | 69 KV | LOAD2 | LOAD
48819 | PECO | ANGORA | 13 KV | 1BUS | LOAD
48820 | PECO | ANGORA | 13 KV | 2BUS | LOAD
48821 | PECO | BALA | 13 KV | LD1 | LOAD
48822 | PECO | BALA | 13 KV | LD2 | LOAD
48823 | PECO | BARBADOS | 35 KV | ABU2 | LOAD
48824 | PECO | BARBADOS | 35 KV | ABU8 | LOAD
57967463 | PECO | BETHYJCT | 35 KV | LOAD1 | LOAD
1047912 | PECO | BETZWOOD | 230 KV | LOAD1 | LOAD
63381143 | PECO | BETZWOOD | 230 KV | LOAD2 | LOAD
659700 | PECO | BLUEGRAS | 13 KV | 1BUS | LOAD
659701 | PECO | BLUEGRAS | 13 KV | 2BUS | LOAD
659702 | PECO | BLUEGRAS | 13 KV | 3BUS | LOAD
659703 | PECO | BLUEGRAS | 13 KV | 4BUS | LOAD
659704 | PECO | BLUEGRAS | 13 KV | 5BUS | LOAD
659705 | PECO | BLUEGRAS | 13 KV | 6BUS | LOAD
48833 | PECO | BRADFORD | 230 KV | CTVS1 | LOAD
48832 | PECO | BRADFORD | 35 KV | KBUS | LOAD
76427687 | PECO | BRADFORD | 35 KV | KBUS2 | LOAD
205507 | PECO | BRYNMAWR | 13 KV | 19BUS | LOAD
205508 | PECO | BRYNMAWR | 13 KV | 20BUS | LOAD
57967465 | PECO | BRYNMAWR | 35 KV | 2BUS | LOAD
48840 | PECO | BUCKINGH | 35 KV | 2 TR | LOAD
48841 | PECO | BUCKINGH | 35 KV | 3 TR | LOAD
48842 | PECO | BUCKINGH | 35 KV | 4 TR | LOAD
48843 | PECO | BUCKINGH | 35 KV | 5 TR | LOAD
89888 | PECO | BURHOLME | 13 KV | LOAD1 | LOAD
89889 | PECO | BURHOLME | 13 KV | LOAD2 | LOAD
89890 | PECO | BURHOLME | 13 KV | LOAD3 | LOAD
48848 | PECO | BYBERRY | 13 KV | 1BUS | LOAD
48847 | PECO | BYBERRY | 13 KV | 21BUS | LOAD
48849 | PECO | BYBERRY | 13 KV | 7BUS | LOAD
48850 | PECO | BYBERRY | 13 KV | 9BUS | LOAD
48851 | PECO | BYBERRY | 35 KV | KBUS | LOAD
48852 | PECO | CALLOWHI | 13 KV | 1BUS | LOAD
659706 | PECO | CALLOWHI | 13 KV | 2BUS | LOAD
659707 | PECO | CALLOWHI | 13 KV | 3BUS | LOAD
48853 | PECO | CALLOWHI | 13 KV | 4BUS | LOAD
659708 | PECO | CALLOWHI | 13 KV | 5BUS | LOAD
659709 | PECO | CALLOWHI | 13 KV | 6BUS | LOAD
48854 | PECO | CALLOWHI | 13 KV | 7BUS | LOAD
659710 | PECO | CALLOWHI | 13 KV | 8BUS | LOAD
659711 | PECO | CALLOWHI | 13 KV | 9BUS | LOAD
659712 | PECO | CEDARBRO | 13 KV | BU12 | LOAD
48856 | PECO | CEDARBRO | 13 KV | NBU1 | LOAD
48857 | PECO | CEDARBRO | 13 KV | NBU2 | LOAD
48855 | PECO | CEDARBRO | 13 KV | NBU3 | LOAD
48858 | PECO | CEDARBRO | 13 KV | NBU4 | LOAD
1356178177 | PECO | CENTERPT | 500 KV |  | EHV
510391 | PECO | CHESTER | 13 KV | LOAD3 | LOAD
510435 | PECO | CHESTER | 13 KV | UNIT 7 | GEN
510436 | PECO | CHESTER | 13 KV | UNIT 8 | GEN
510437 | PECO | CHESTER | 13 KV | UNIT 9 | GEN
510392 | PECO | CHESTER | 69 KV | LOAD1 | LOAD
510393 | PECO | CHESTER | 69 KV | LOAD2 | LOAD
48862 | PECO | CHICHEST | 230 KV | DBU1 | LOAD
48863 | PECO | CHICHEST | 230 KV | DBU2 | LOAD
93115 | PECO | CHINA | 230 KV | 1TR | LOAD
2156110795 | PECO | CIVIC | 69 KV | TR8 | LOAD
2156110794 | PECO | CIVIC | 69 KV | TR9 | LOAD
1123166712 | PECO | CLAY PE | 35 KV | T1 | LOAD
1123166713 | PECO | CLAY PE | 35 KV | T2 | LOAD
2156112464 | PECO | CLIFTOPE | 35 KV | 15_LOAD | LOAD
2156112357 | PECO | CLIFTOPE | 35 KV | 236_LOAD | LOAD
48865 | PECO | COCHRNVL | 230 KV | 1TR | LOAD
2156111369 | PECO | COLWYN | 35 KV | 132 | LOAD
2156111370 | PECO | COLWYN | 35 KV | 133 | LOAD
57967467 | PECO | CONC PE | 35 KV | LOAD1 | LOAD
57967469 | PECO | CONC PE | 35 KV | LOAD2 | LOAD
32947079 | PECO | CONOWING | 13 KV | 2WLOAD | LOAD
32947081 | PECO | CONOWING | 13 KV | COPCOLD | LOAD
50504 | PECO | CONOWING | 13 KV | G10 | GEN
50505 | PECO | CONOWING | 13 KV | G11 | GEN
50495 | PECO | CONOWING | 13 KV | GEN1 | GEN
50496 | PECO | CONOWING | 13 KV | GEN2 | GEN
50497 | PECO | CONOWING | 13 KV | GEN3 | GEN
50498 | PECO | CONOWING | 13 KV | GEN4 | GEN
50499 | PECO | CONOWING | 13 KV | GEN5 | GEN
50500 | PECO | CONOWING | 13 KV | GEN6 | GEN
50502 | PECO | CONOWING | 13 KV | GEN8 | GEN
50503 | PECO | CONOWING | 13 KV | GEN9 | GEN
50501 | PECO | CONOWING | 13 KV | UNIT07 | GEN
1379252280 | PECO | COOPERPE | 230 KV | T2 | LOAD
93353403 | PECO | COOPERPE | 34 KV | LOAD | LOAD
510394 | PECO | CRESCENT | 13 KV | LOAD1 | LOAD
510395 | PECO | CRESCENT | 13 KV | LOAD2 | LOAD
510396 | PECO | CRESCENT | 13 KV | LOAD3 | LOAD
48867 | PECO | CROMBY | 35 KV | 1BUS | LOAD
48870 | PECO | CROMBY | 35 KV | 2BUS | LOAD
48868 | PECO | CROMBY | 35 KV | 3BUS | LOAD
48873 | PECO | CROYDON | 13 KV | LD1 | LOAD
48874 | PECO | CROYDON | 13 KV | LD2 | LOAD
50509 | PECO | CROYDON | 13 KV | UNIT11 | GEN
50510 | PECO | CROYDON | 13 KV | UNIT12 | GEN
50511 | PECO | CROYDON | 13 KV | UNIT21 | GEN
50512 | PECO | CROYDON | 13 KV | UNIT22 | GEN
50513 | PECO | CROYDON | 13 KV | UNIT31 | GEN
50514 | PECO | CROYDON | 13 KV | UNIT32 | GEN
50515 | PECO | CROYDON | 13 KV | UNIT41 | GEN
50516 | PECO | CROYDON | 13 KV | UNIT42 | GEN
48880 | PECO | DALESVIL | 230 KV | 1TR | LOAD
48881 | PECO | DALESVIL | 230 KV | 2TR | LOAD
45565905 | PECO | DALESVIL | 230 KV | CHESTER | GEN
50519 | PECO | DELA PE | 13 KV | UNIT09 | GEN
50521 | PECO | DELA PE | 13 KV | UNIT10 | GEN
50522 | PECO | DELA PE | 13 KV | UNIT11 | GEN
50523 | PECO | DELA PE | 13 KV | UNIT12 | GEN
50524 | PECO | DELCOTAP | 13 KV | DELCO | GEN
38367679 | PECO | DELCOTAP | 230 KV | DELC1 | LOAD
87901551 | PECO | DLTAPLNT | 13.8 KV | GEN1 | GEN
87901553 | PECO | DLTAPLNT | 13.8 KV | GEN2 | GEN
87901555 | PECO | DLTAPLNT | 13.8 KV | GEN3 | GEN
1348263520 | PECO | DLTAPLNT | 18 KV | CT5 | GEN
1348263519 | PECO | DLTAPLNT | 18 KV | CT6 | GEN
112586171 | PECO | DLTAPLNT | 18 KV | GEN4 | GEN
1348263518 | PECO | DLTAPLNT | 18 KV | ST7 | GEN
1348249605 | PECO | DLTAPLNT | 18 KV | TRA | LOAD
1348249604 | PECO | DLTAPLNT | 18 KV | TRB | LOAD
87901483 | PECO | DLTAPLNT | 4 KV | LOAD | LOAD
1356178197 | PECO | DLTAPLNT | 500 KV |  | EHV
41935383 | PECO | EAGLE PE | 35 KV | LOAD1 | LOAD
41935385 | PECO | EAGLE PE | 35 KV | LOAD2 | LOAD
48885 | PECO | EDDINGTO | 13 KV | 4BUS | LOAD
48884 | PECO | EDDINGTO | 13 KV | 6BUS | LOAD
50525 | PECO | EDDYSTON | 13 KV | UNIT10 | GEN
50526 | PECO | EDDYSTON | 13 KV | UNIT20 | GEN
50527 | PECO | EDDYSTON | 13 KV | UNIT30 | GEN
50528 | PECO | EDDYSTON | 13 KV | UNIT40 | GEN
32947083 | PECO | EDDYSTON | 138 KV | 50XFMR | LOAD
32947085 | PECO | EDDYSTON | 138 KV | 70XFMR | LOAD
50531 | PECO | EDDYSTON | 20 KV | UNIT03 | GEN
50532 | PECO | EDDYSTON | 20 KV | UNIT04 | GEN
2156114087 | PECO | EDDYSTON | 230 KV | 30_AUX | LOAD
2156114165 | PECO | EDDYSTON | 230 KV | 40_AUX | LOAD
48886 | PECO | EDDYSTON | 69 KV | IBUS | LOAD
57967471 | PECO | ELKINJCT | 35 KV | LOAD1 | LOAD
659713 | PECO | ELMWOOD | 13 KV | 4BUS | LOAD
659714 | PECO | ELMWOOD | 13 KV | 5BUS | LOAD
659715 | PECO | ELMWOOD | 13 KV | 6BUS | LOAD
52452 | PECO | ELROY | 500 KV |  | EHV
48894 | PECO | EMILIE | 13 KV | 131BUS | LOAD
48895 | PECO | EMILIE | 13 KV | 132BUS | LOAD
48896 | PECO | EMILIE | 35 KV | 1BUS | LOAD
48897 | PECO | EMILIE | 35 KV | 2BUS | LOAD
50535 | PECO | FALLS | 13 KV | UNIT01 | GEN
50536 | PECO | FALLS | 13 KV | UNIT02 | GEN
50537 | PECO | FALLS | 13 KV | UNIT03 | GEN
48899 | PECO | FALLS | 35 KV | BU12 | LOAD
48898 | PECO | FALLS | 35 KV | BU1K | LOAD
63381375 | PECO | FALLS | 35 KV | SOLARFAC | GEN
2156115098 | PECO | FARHILLS | 69 KV | AXTRLOAD | LOAD
2156115075 | PECO | FARHILLS | 69 KV | BXTRLOAD | LOAD
48900 | PECO | FLINT | 13 KV | 2BUS | LOAD
48901 | PECO | FLINT | 13 KV | 3BUS | LOAD
31020643 | PECO | FORDMILL | 18 KV | FE 1ACT | GEN
31020645 | PECO | FORDMILL | 18 KV | FE 1BCT | GEN
31020647 | PECO | FORDMILL | 18 KV | FE 1STM | GEN
31020637 | PECO | FORDMILL | 18 KV | FE 2ACT | GEN
31020639 | PECO | FORDMILL | 18 KV | FE 2BCT | GEN
31020641 | PECO | FORDMILL | 18 KV | FE 2STM | GEN
38367681 | PECO | FORDMILL | 230 KV | FORD1 | LOAD
38367683 | PECO | FORDMILL | 230 KV | FORD2 | LOAD
48902 | PECO | FOULK | 13 KV | NBU1 | LOAD
48903 | PECO | FOULK | 13 KV | NBU2 | LOAD
48904 | PECO | FOXCHASE | 13 KV | NBU4 | LOAD
659716 | PECO | FOXCHASE | 13 KV | NBU5 | LOAD
48905 | PECO | FOXCHASE | 13 KV | NBU6 | LOAD
48907 | PECO | GOSHEN | 35 KV | BUS1 | LOAD
48908 | PECO | GOSHEN | 35 KV | BUS2 | LOAD
74008591 | PECO | GOSHEN | 35 KV | BUS3 | LOAD
50541 | PECO | GRAYFR_1 | 13 KV | 1 CT | GEN
50540 | PECO | GRAYFR_1 | 13 KV | 1 GEN | GEN
48912 | PECO | GRAYFR_1 | 13 KV | AUX | LOAD
205510 | PECO | GRAYSFER | 13 KV | LOAD1 | LOAD
45565787 | PECO | HARTMAN | 230 KV | LOAD1 | LOAD
510398 | PECO | HEATON | 13 KV | LOAD1 | LOAD
32947087 | PECO | HEATON | 230 KV | XFMR5 | LOAD
32947089 | PECO | HEATON | 230 KV | XFMR6 | LOAD
48913 | PECO | HEATON | 35 KV | K1BU | LOAD
48914 | PECO | HEATON | 35 KV | K2BU | LOAD
659717 | PECO | HOLMESBU | 13 KV | 11BU | LOAD
659718 | PECO | HOLMESBU | 13 KV | 12BU | LOAD
659719 | PECO | HOLMESBU | 13 KV | 13BU | LOAD
48920 | PECO | ISLANDRD | 13 KV | 1BUS | LOAD
48921 | PECO | ISLANDRD | 13 KV | 2BUS | LOAD
48922 | PECO | ISLANDRD | 13 KV | 3BUS | LOAD
48923 | PECO | ISLANDRD | 13 KV | 4BUS | LOAD
48924 | PECO | ISLANDRD | 13 KV | 7BUS | LOAD
48925 | PECO | ISLANDRD | 13 KV | 8BUS | LOAD
48926 | PECO | JARRET | 13 KV | 1BUS | LOAD
48927 | PECO | JARRET | 13 KV | 2BUS | LOAD
48930 | PECO | JENKINTO | 13 KV | 11BUS | LOAD
48929 | PECO | JENKINTO | 13 KV | 12BUS | LOAD
48928 | PECO | JENKINTO | 13 KV | 13BUS | LOAD
48934 | PECO | JENNERVL | 230 KV | 1TR | LOAD
33884091 | PECO | LENAPE | 35 KV | 35-1 | LOAD
33884093 | PECO | LENAPE | 35 KV | 35-2 | LOAD
51519863 | PECO | LIMERICK | 13 KV | 10AUX | LOAD
51519865 | PECO | LIMERICK | 13 KV | 20AUX | LOAD
50542 | PECO | LIMERICK | 20 KV | UNIT01 | GEN
50543 | PECO | LIMERICK | 20 KV | UNIT02 | GEN
52460 | PECO | LIMERICK | 500 KV |  | EHV
51519861 | PECO | LIMERTAP | 13 KV | 8AUX | LOAD
48940 | PECO | LINTON | 35 KV | KBU2 | LOAD
48941 | PECO | LINTON | 35 KV | KBU3 | LOAD
21601794 | PECO | LINWDPE | 18 KV | CT1 | GEN
21601795 | PECO | LINWDPE | 18 KV | CT2 | GEN
21601796 | PECO | LINWDPE | 18 KV | CT3 | GEN
2156111894 | PECO | LINWDPE | 18 KV | LINW1 | LOAD
2156111812 | PECO | LINWDPE | 18 KV | LINW2 | LOAD
21601797 | PECO | LINWDPE | 18 KV | STM | GEN
1047915 | PECO | LLANERCH | 13 KV | 11BUS | LOAD
1047914 | PECO | LLANERCH | 13 KV | 12BUS | LOAD
1047913 | PECO | LLANERCH | 13 KV | 13BUS | LOAD
48942 | PECO | LLANERCH | 35 KV | 1BUS | LOAD
48943 | PECO | LLANERCH | 35 KV | 2BUS | LOAD
48944 | PECO | LLANERCH | 35 KV | 3BUS | LOAD
1552824893 | PECO | LOCK | 34 KV | T1 | LOAD
48952 | PECO | LOMBARD | 13 KV | NB10 | LOAD
48953 | PECO | LOMBARD | 13 KV | NB11 | LOAD
48950 | PECO | LOMBARD | 13 KV | NB12 | LOAD
48951 | PECO | LOMBARD | 13 KV | NBU1 | LOAD
48947 | PECO | LOMBARD | 13 KV | NBU2 | LOAD
48948 | PECO | LOMBARD | 13 KV | NBU3 | LOAD
659720 | PECO | LOMBARD | 13 KV | NBU4 | LOAD
48949 | PECO | LOMBARD | 13 KV | NBU9 | LOAD
48955 | PECO | MACDADE | 13 KV | 1BUS | LOAD
48956 | PECO | MACDADE | 13 KV | 2BUS | LOAD
48957 | PECO | MACDADE | 13 KV | 3BUS | LOAD
48954 | PECO | MARCUSHO | 13 KV | BS1 | LOAD
1305116673 | PECO | MASTER | 230 KV | T5 | LOAD
2156114690 | PECO | MASTER | 230 KV | T6 | LOAD
1305116674 | PECO | MASTER | 230 KV | T7 | LOAD
1048033 | PECO | MERCK | 13 KV | COGEN | GEN
33884095 | PECO | MERCK | 13 KV | LOAD | LOAD
5021672 | PECO | MERCK | 13 KV | MERCK1-2 | GEN
48959 | PECO | MIDD PE | 13 KV | 13-1LOAD | LOAD
48960 | PECO | MIDD PE | 13 KV | 13-2LOAD | LOAD
48961 | PECO | MIDD PE | 35 KV | BUS1 | LOAD
57967473 | PECO | MIDD PE | 35 KV | BUS2 | LOAD
2156112217 | PECO | MITALTAP | 35 KV | LOAD1 | LOAD
2156112044 | PECO | MITALTAP | 35 KV | LOAD2 | LOAD
2156111993 | PECO | MITALTAP | 35 KV | LOAD3 | LOAD
2156112150 | PECO | MITALTAP | 35 KV | MITSTEEL | LOAD
2156111367 | PECO | MONROEPE | 35 KV | LD_1 | LOAD
2156111368 | PECO | MONROEPE | 35 KV | LD_2 | LOAD
33884097 | PECO | MONTCO | 13 KV | LOAD1 | LOAD
50548 | PECO | MONTCO | 13 KV | MONTCO | GEN
48966 | PECO | MORTON | 13 KV | 1BUS | LOAD
50545 | PECO | MOSER | 13 KV | UNIT1 | GEN
50546 | PECO | MOSER | 13 KV | UNIT2 | GEN
50547 | PECO | MOSER | 13 KV | UNIT3 | GEN
659721 | PECO | MOSER | 35 KV | 1BUS | LOAD
659722 | PECO | MOSER | 35 KV | 3BUS | LOAD
50549 | PECO | MUDDYRN | 13 KV | UNIT1 | GEN
50550 | PECO | MUDDYRN | 13 KV | UNIT2 | GEN
50551 | PECO | MUDDYRN | 13 KV | UNIT3 | GEN
50552 | PECO | MUDDYRN | 13 KV | UNIT4 | GEN
50553 | PECO | MUDDYRN | 13 KV | UNIT5 | GEN
50554 | PECO | MUDDYRN | 13 KV | UNIT6 | GEN
50555 | PECO | MUDDYRN | 13 KV | UNIT7 | GEN
50556 | PECO | MUDDYRN | 13 KV | UNIT8 | GEN
48970 | PECO | NESHAMIN | 138 KV | BU2F | LOAD
48971 | PECO | NESHAMIN | 138 KV | BU3F | LOAD
1207060996 | PECO | NESHAMIN | 138 KV | T15 | LOAD
48973 | PECO | NEWLINVI | 230 KV | BUSD | LOAD
48972 | PECO | NEWLINVI | 35 KV | BUSK | LOAD
65732031 | PECO | NEWLINVI | 35 KV | LOAD2 | LOAD
65732033 | PECO | NEWLINVI | 35 KV | LOAD3 | LOAD
205511 | PECO | NEWTOWNS | 13 KV | LOAD1 | LOAD
2156115653 | PECO | NEWTOWNS | 13 KV | LOAD2 | LOAD
1388598135 | PECO | NOTTINGH | 35 KV | 1TR | LOAD
48974 | PECO | NOTTINGH | 35 KV | BUSK | LOAD
659726 | PECO | NPHILADE | 13 KV | 34BU | LOAD
48968 | PECO | NPHILADE | 13 KV | BUS1 | LOAD
659723 | PECO | NPHILADE | 13 KV | BUS2 | LOAD
659724 | PECO | NPHILADE | 13 KV | BUS3 | LOAD
659725 | PECO | NPHILADE | 13 KV | BUS4 | LOAD
659727 | PECO | NWALES | 35 KV | 1BUS | LOAD
659728 | PECO | NWALES | 35 KV | 2BUS | LOAD
659729 | PECO | NWALES | 35 KV | 3BUS | LOAD
659730 | PECO | NWALES | 35 KV | 4BUS | LOAD
123901475 | PECO | NWALES | 35 KV | MORRISRD | GEN
57967475 | PECO | OVERBROO | 35 KV | LOAD1 | LOAD
57967477 | PECO | OVERBROO | 35 KV | LOAD2 | LOAD
57967479 | PECO | OVERBROO | 35 KV | LOAD3 | LOAD
57967481 | PECO | OVERBROO | 35 KV | LOAD4 | LOAD
48976 | PECO | PACKER | 69 KV | LD1 | LOAD
48977 | PECO | PACKER | 69 KV | LD2 | LOAD
48979 | PECO | PARRISH | 13 KV | 1BUS | LOAD
48978 | PECO | PARRISH | 13 KV | 2BUS | LOAD
48980 | PECO | PARRISH | 13 KV | 3BUS | LOAD
659731 | PECO | PASSYUNK | 13 KV | 1BUS | LOAD
659732 | PECO | PASSYUNK | 13 KV | 2BUS | LOAD
48981 | PECO | PASSYUNK | 13 KV | 3BUS | LOAD
659733 | PECO | PASSYUNK | 13 KV | 4BUS | LOAD
659734 | PECO | PASSYUNK | 13 KV | 5BUS | LOAD
48982 | PECO | PASSYUNK | 13 KV | 6BUS | LOAD
51519871 | PECO | PEACHBOT | 13 KV | 343SU | LOAD
51519869 | PECO | PEACHBOT | 13 KV | 3SU | LOAD
50557 | PECO | PEACHBOT | 22 KV | UNIT02 | GEN
50558 | PECO | PEACHBOT | 22 KV | UNIT03 | GEN
45565789 | PECO | PEACHBOT | 230 KV | 4TR | LOAD
52462 | PECO | PEACHBOTTOM | 500 KV |  | EHV
51519873 | PECO | PEACHTAP | 13 KV | 2SU | LOAD
112585901 | PECO | PELTZ | 13 KV | LOAD1 | LOAD
1775807627 | PECO | PELTZ | 13 KV | T2 | LOAD
1775807626 | PECO | PELTZ | 13 KV | T3 | LOAD
48984 | PECO | PENCOYD | 13 KV | 1TR | LOAD
48985 | PECO | PENCOYD | 13 KV | 2TR | LOAD
48986 | PECO | PENCOYD | 13 KV | 3TR | LOAD
48987 | PECO | PENCOYD | 13 KV | 4TR | LOAD
48988 | PECO | PENN | 69 KV | 1BUS | LOAD
5020976 | PECO | PENN | 69 KV | 2BUS | LOAD
5020975 | PECO | PENN | 69 KV | 3BUS | LOAD
5020974 | PECO | PENN | 69 KV | 4BUS | LOAD
1067168350 | PECO | PENROSE | 13 KV | ROCKFORD | GEN
123900887 | PECO | PENROSE | 13 KV | TR1 | LOAD
123900889 | PECO | PENROSE | 13 KV | TR2 | LOAD
123900891 | PECO | PENROSE | 13 KV | TR3 | LOAD
48990 | PECO | PERKIOME | 35 KV | BU4K | LOAD
48991 | PECO | PERKIOME | 35 KV | BU5K | LOAD
48992 | PECO | PERKIOME | 35 KV | BU6K | LOAD
2156114557 | PECO | PLANEBRO | 230 KV | GREENFI1 | LOAD
2156114593 | PECO | PLANEBRO | 230 KV | GREENFI2 | LOAD
48993 | PECO | PLANEBRO | 35 KV | 1BUS | LOAD
48994 | PECO | PLANEBRO | 35 KV | 2BUS | LOAD
48995 | PECO | PLANEBRO | 35 KV | 3BUS | LOAD
510399 | PECO | PLYMOUTH | 13 KV | LOAD1 | LOAD
2156109880 | PECO | PLYMOUTH | 13 KV | LOAD21 | LOAD
2156109879 | PECO | PLYMOUTH | 13 KV | LOAD23 | LOAD
1107277376 | PECO | PLYMOUTH | 138 KV | MITTAL | LOAD
1075442539 | PECO | PLYMOUTH | 35 KV | 11700 | LOAD
1097721127 | PECO | PLYMOUTH | 35 KV | 9800 | LOAD
2156109293 | PECO | POST | 13 KV | T1LOAD | LOAD
2156109294 | PECO | POST | 13 KV | T2LOAD | LOAD
2156109292 | PECO | POST | 13 KV | T3LOAD | LOAD
10700779 | PECO | PRINTZ | 18 KV | GTG1 | GEN
10700780 | PECO | PRINTZ | 18 KV | GTG2 | GEN
1552824812 | PECO | PRINTZ | 18 KV | SSLOAD1 | LOAD
1552824811 | PECO | PRINTZ | 18 KV | SSLOAD2 | LOAD
10700781 | PECO | PRINTZ | 18 KV | STG | GEN
49001 | PECO | PULASKI | 13 KV | LD 1TR | LOAD
49002 | PECO | PULASKI | 13 KV | LD 3TR | LOAD
50560 | PECO | RICH PE | 13 KV | UNIT91 | GEN
50561 | PECO | RICH PE | 13 KV | UNIT92 | GEN
57967483 | PECO | RICH PE | 230 KV | 4TR | LOAD
57967485 | PECO | RICH PE | 230 KV | 5TR | LOAD
57967487 | PECO | RICH PE | 230 KV | 6TR | LOAD
10700802 | PECO | ROCKSPRI | 18 KV | CT1 | GEN
10700804 | PECO | ROCKSPRI | 18 KV | CT2 | GEN
10700805 | PECO | ROCKSPRI | 18 KV | CT3 | GEN
10700806 | PECO | ROCKSPRI | 18 KV | CT4 | GEN
10700807 | PECO | ROCKSPRI | 18 KV | CT5 | GEN
10700808 | PECO | ROCKSPRI | 18 KV | CT6 | GEN
1348256559 | PECO | ROCKSPRI | 21 KV | AUXLD1 | LOAD
1348256558 | PECO | ROCKSPRI | 21 KV | AUXLD2 | LOAD
1348265111 | PECO | ROCKSPRI | 21 KV | WCATCTG1 | GEN
1348265112 | PECO | ROCKSPRI | 21 KV | WCATCTG2 | GEN
1348265110 | PECO | ROCKSPRI | 24 KV | WCATSTG | GEN
2155501824 | PECO | ROLL PE | 138 KV | AIRGAS | LOAD
49008 | PECO | ROXBOROU | 13 KV | 4BUS | LOAD
49009 | PECO | ROXBOROU | 13 KV | 5BUS | LOAD
49010 | PECO | ROXBOROU | 13 KV | 6BUS | LOAD
49011 | PECO | SAVILLE | 138 KV | 7BUS | LOAD
49012 | PECO | SAVILLE | 138 KV | 9BUS | LOAD
50565 | PECO | SCHUYLKI | 13 KV | UNIT10 | GEN
50566 | PECO | SCHUYLKI | 13 KV | UNIT11 | GEN
49017 | PECO | SCOTTPAP | 13 KV | NBUS | LOAD
50567 | PECO | SCOTTPAP | 13 KV | SCOTCO | GEN
67719495 | PECO | SWARK | 13 KV | BUS1 | LOAD
67719497 | PECO | SWARK | 13 KV | BUS3 | LOAD
1107288899 | PECO | SWARK | 13 KV | NVYYRDBS | GEN
50568 | PECO | SWARK | 13 KV | UNIT3 | GEN
50569 | PECO | SWARK | 13 KV | UNIT4 | GEN
50570 | PECO | SWARK | 13 KV | UNIT5 | GEN
50571 | PECO | SWARK | 13 KV | UNIT6 | GEN
49021 | PECO | TABOR | 13 KV | DBU1 | LOAD
49022 | PECO | TABOR | 13 KV | DBU2 | LOAD
49023 | PECO | TABOR | 13 KV | DBU3 | LOAD
49024 | PECO | TACONY | 13 KV | NBUS | LOAD
49030 | PECO | TRAINER | 230 KV | 1BUS | LOAD
49031 | PECO | TRAINER | 230 KV | 3BUS | LOAD
49027 | PECO | TREDYFFR | 13 KV | 1BUS | LOAD
49028 | PECO | TREDYFFR | 13 KV | 2BUS | LOAD
49029 | PECO | TREDYFFR | 35 KV | 7BUS | LOAD
32947091 | PECO | TUNA | 13 KV | LOAD1 | LOAD
2156110115 | PECO | TUNA | 13 KV | LOAD2 | LOAD
2156110116 | PECO | TUNA | 13 KV | LOAD3 | LOAD
74008593 | PECO | TUNNEL | 230 KV | LOAD1 | LOAD
74008595 | PECO | TUNNEL | 230 KV | LOAD2 | LOAD
510400 | PECO | UNIVERSI | 13 KV | LOAD1 | LOAD
2156110425 | PECO | UPLANDPE | 13.8 KV | LD1 | LOAD
2156110426 | PECO | UPLANDPE | 13.8 KV | LD3 | LOAD
1097732578 | PECO | UPPERDAR | 35 KV | ASTRFDGT | GEN
49034 | PECO | UPPERDAR | 35 KV | KBUS | LOAD
57967489 | PECO | UPPERDAR | 35 KV | LOAD2 | LOAD
57967491 | PECO | UPPERDAR | 35 KV | LOAD3 | LOAD
659735 | PECO | UPPERDAR | 69 KV | 11TR | LOAD
659736 | PECO | UPPERDAR | 69 KV | 13TR | LOAD
49036 | PECO | UPPERMER | 13 KV | 13-1 | LOAD
49037 | PECO | UPPERMER | 13 KV | 13-2 | LOAD
49039 | PECO | UPPERMER | 35 KV | 2BUS | LOAD
49038 | PECO | UPPERMER | 35 KV | 3BUS | LOAD
1348263583 | PECO | UPPERMER | 35 KV | AQUABS | GEN
1047916 | PECO | UPPERPRO | 230 KV | LOAD1 | LOAD
45565793 | PECO | UPPERPRO | 230 KV | LOAD2 | LOAD
1207061092 | PECO | UPPERPRO | 230 KV | T3 | LOAD
67719499 | PECO | USSTEEL | 69 KV | LOAD A | LOAD
67719501 | PECO | USSTEEL | 69 KV | LOAD B | LOAD
49041 | PECO | WANEETA | 13 KV | 1BUS | LOAD
49042 | PECO | WANEETA | 13 KV | 2BUS | LOAD
49043 | PECO | WANEETA | 13 KV | 3BUS | LOAD
49044 | PECO | WARMINST | 13 KV | 1BUS | LOAD
49045 | PECO | WARMINST | 13 KV | 2BUS | LOAD
106856729 | PECO | WARMINST | 13 KV | LD15 | LOAD
106856731 | PECO | WARMINST | 13 KV | LD16 | LOAD
49046 | PECO | WARRINGT | 35 KV | 1BUS | LOAD
49047 | PECO | WARRINGT | 35 KV | 3BUS | LOAD
53048687 | PECO | WAVERLY1 | 13 KV | LOAD | LOAD
57967493 | PECO | WAYNE PE | 35 KV | 1TR | LOAD
57967495 | PECO | WAYNE PE | 35 KV | 2TR | LOAD
57967497 | PECO | WAYNE PE | 35 KV | 3TR | LOAD
49061 | PECO | WAYNEJCT | 230 KV | DBU1 | LOAD
49060 | PECO | WAYNEJCT | 230 KV | DBU2 | LOAD
57967499 | PECO | WAYNETAP | 35 KV | LOAD1 | LOAD
49052 | PECO | WHITEMAR | 230 KV | DBU4 | LOAD
49053 | PECO | WHITEMAR | 230 KV | DBU6 | LOAD
1097721188 | PECO | WHITEMAR | 35 KV | 7200 | LOAD
1097721187 | PECO | WHITEMAR | 35 KV | 8100 | LOAD
52471 | PECO | WHITPAIN | 500 KV |  | EHV
2156114308 | PECO | WMORELAN | 13 KV | 11_LOAD | LOAD
2156114304 | PECO | WMORELAN | 13 KV | 12_LOAD | LOAD
2156114468 | PECO | WMORELAN | 13 KV | 13_LOAD | LOAD
49049 | PECO | WOODBOUR | 35 KV | KBU5 | LOAD
49048 | PECO | WOODBOUR | 35 KV | KBU6 | LOAD
2156114775 | PECO | WOODBOUR | 35 KV | KBU7 | LOAD
49054 | PECO | WOODLYN | 35 KV | KBU1 | LOAD
49055 | PECO | WOODLYN | 35 KV | KBU2 | LOAD
57967501 | PECO | WOODLYNJ | 35 KV | LOAD1 | LOAD
57967503 | PECO | WYNCOTE | 35 KV | LOAD1 | LOAD
57967505 | PECO | WYNCOTE | 35 KV | LOAD2 | LOAD
57967507 | PECO | WYNCOTE | 35 KV | LOAD3 | LOAD
57967509 | PECO | WYNNEWOO | 35 KV | LOAD1 | LOAD
57967511 | PECO | WYNNEWOO | 35 KV | LOAD2 | LOAD
57967513 | PECO | WYNNEWOO | 35 KV | LOAD3 | LOAD
49500 | PENELEC | ALLEGHEN | 115 KV | 1 TX | LOAD
49501 | PENELEC | ALLEGHEN | 115 KV | 2 TX | LOAD
1183231930 | PENELEC | ALTOONA | 230 KV | SVC | GEN
83734279 | PENELEC | ALTOONA | 46 KV | SAM_REA | LOAD
31020657 | PENELEC | ALTOONA | 46 KV | WARRIORR | GEN
2156111388 | PENELEC | ALTOONA | 46 KV | WLMBRGLD | LOAD
74008613 | PENELEC | APCI | 115 KV | API | LOAD
2156116136 | PENELEC | APCI | 115 KV | API2 | LOAD
2156115825 | PENELEC | ARMAGHTP | 115 KV | LOAD | LOAD
1047959 | PENELEC | ARNOLDRE | 115 KV | 1TX | LOAD
1338430471 | PENELEC | ARNOLDRE | 25 KV | GRENMTBS | GEN
2156115641 | PENELEC | ASPENSLR | 34.5 KV | ASPNRDSP | GEN
1218914170 | PENELEC | ASYLUM | 23 KV | LIBRTY10 | GEN
1218914171 | PENELEC | ASYLUM | 23 KV | LIBRTY20 | GEN
1218901963 | PENELEC | ASYLUM | 23 KV | LOAD1 | LOAD
1218901962 | PENELEC | ASYLUM | 23 KV | LOAD2 | LOAD
71856697 | PENELEC | BEARROCK | 34.5 KV | ARIDGWF1 | GEN
71856699 | PENELEC | BEARROCK | 34.5 KV | NALLGHWF | GEN
71856701 | PENELEC | BEARROCK | 34.5 KV | P22A WF | GEN
71856703 | PENELEC | BEARROCK | 34.5 KV | P22B WF | GEN
49504 | PENELEC | BEDFORD | 115 KV | LOAD 1 | LOAD
49505 | PENELEC | BEDFORD | 115 KV | LOAD 2 | LOAD
61482213 | PENELEC | BEDFORD | 115 KV | WILLSAEC | LOAD
71856689 | PENELEC | BIGBY | 25 KV | LOKOUTWF | GEN
1356149132 | PENELEC | BIOENRGY | 115 KV | CLEARFLD | LOAD
49506 | PENELEC | BLAIN | 115 KV | #1 TX | LOAD
44460801 | PENELEC | BLAIRSVE | 22 KV | 2 TX | LOAD
44460803 | PENELEC | BLAIRSVE | 22 KV | 3 TX | LOAD
2156111006 | PENELEC | BLAIRSVE | 22 KV | CONMDMUN | GEN
106856753 | PENELEC | BLOSSB2 | 34 KV | MORRISRU | LOAD
106856751 | PENELEC | BLOSSB2 | 34 KV | WKFOUND | LOAD
50765 | PENELEC | BLOSSBUR | 13 KV | UNITCT | GEN
49507 | PENELEC | BLOSSBUR | 34 KV | BLOSB | LOAD
49509 | PENELEC | BROOKVIL | 138 KV | 1 TX | LOAD
49510 | PENELEC | BROOKVIL | 138 KV | 2 TX | LOAD
510404 | PENELEC | BUFFALRD | 35 KV | LOAD1 | LOAD
510405 | PENELEC | BUFFALRD | 35 KV | LOAD2 | LOAD
1075443367 | PENELEC | CAMBRIA | 115 KV | GEN LD | LOAD
2156112164 | PENELEC | CAMBRIA | 46 KV | BETHMINE | LOAD
83734283 | PENELEC | CAMBRIA | 46 KV | LILLY | LOAD
83734281 | PENELEC | CAMBRIA | 46 KV | LORETTO | LOAD
1356162740 | PENELEC | CANTON | 34 KV | ALPACA | GEN
106856755 | PENELEC | CANTON | 34 KV | CIDERMIL | LOAD
106856757 | PENELEC | CANTON | 34 KV | WUNION | LOAD
1067157851 | PENELEC | CANYON | 230 KV | CNYOILGS | LOAD
2156109432 | PENELEC | CARL PN | 23 KV | CUMBCOLF | GEN
2156109299 | PENELEC | CARL PN | 23 KV | LOAD1 | LOAD
2156109300 | PENELEC | CARL PN | 23 KV | LOAD2 | LOAD
2156111327 | PENELEC | CARROTWN | 34.5 KV | PATTONWF | GEN
49518 | PENELEC | CENTRALC | 115 KV | 1 TX | LOAD
44460807 | PENELEC | CLARKSUM | 115 KV | 2 TX | LOAD
2156115497 | PENELEC | CLARKSUM | 34.5 KV | CARDNLSP | GEN
2156115526 | PENELEC | CLARKSUM | 34.5 KV | LOAD1 | LOAD
2156114776 | PENELEC | CLAYSBUR | 23 KV | BEARROSP | GEN
2156114609 | PENELEC | CLAYSBUR | 23 KV | T1_LD | LOAD
83734285 | PENELEC | CLAYSBUR | 46 KV | PUZZELT | LOAD
2156109534 | PENELEC | COLLINS4 | 46 KV | T1LD | LOAD
2156109533 | PENELEC | COLLINS4 | 46 KV | T2LD | LOAD
49521 | PENELEC | COLVERPO | 115 KV | CLVR | LOAD
50768 | PENELEC | COLVERPO | 13 KV | NUG GE | GEN
50771 | PENELEC | CONEMAUG | 115 KV | DIESEL | GEN
49522 | PENELEC | CONEMAUG | 115 KV | START | LOAD
50769 | PENELEC | CONEMAUG | 22 KV | UNIT 1 | GEN
50770 | PENELEC | CONEMAUG | 22 KV | UNIT02 | GEN
52450 | PENELEC | CONEMAUGH | 500 KV |  | EHV
49523 | PENELEC | COOPER | 115 KV | NO.1 T | LOAD
49525 | PENELEC | COOPER | 115 KV | NO.2 T | LOAD
49524 | PENELEC | COOPER | 115 KV | NO.3 T | LOAD
1183219784 | PENELEC | CORRYE | 34.5 KV | BANK1 | LOAD
1183219785 | PENELEC | CORRYE | 34.5 KV | BANK3 | LOAD
49528 | PENELEC | CURRYVIL | 115 KV | #1 TX | LOAD
50772 | PENELEC | DEEPCRK | 12 KV | NO 1 G | GEN
50773 | PENELEC | DEEPCRK | 12 KV | NO 2 G | GEN
49529 | PENELEC | DEEPCRK | 12 KV | ONE | LOAD
49530 | PENELEC | DIXONVIL | 115 KV | 1 TX | LOAD
44460813 | PENELEC | DOWNGAVE | 35 KV | 3 TX | LOAD
1268558801 | PENELEC | DOWNGAVE | 35 KV | BK1-2LD | LOAD
2156114395 | PENELEC | DUBOIS | 34.5 KV | 1_2LD | LOAD
2156114245 | PENELEC | DUBOIS | 34.5 KV | 3LD | LOAD
2156114475 | PENELEC | DUBOIS | 34.5 KV | UNVIA_SP | GEN
2156113350 | PENELEC | EAGLEVAL | 34.5 KV | SANRI2WF | GEN
98370453 | PENELEC | EAGLEVAL | 34.5 KV | SANRIGWF | GEN
50775 | PENELEC | EBENSBUR | 13 KV | NUG GE | GEN
49541 | PENELEC | ECLIPSE | 115 KV | 1 TX | LOAD
49542 | PENELEC | ECLIPSE | 115 KV | 2 TX | LOAD
49534 | PENELEC | EDGEWOOD | 115 KV | NO.1 T | LOAD
2156114753 | PENELEC | EDINBORO | 34.5 KV | CRAWF1SP | GEN
2156114544 | PENELEC | EDINBORO | 34.5 KV | CRAWF2SP | GEN
2156114781 | PENELEC | EDINBORO | 34.5 KV | T1_LD | LOAD
2156114744 | PENELEC | EDINBORO | 34.5 KV | T2_LD | LOAD
2156109535 | PENELEC | ELDORADO | 46 KV | ELD T1LD | LOAD
2156109539 | PENELEC | ELDORADO | 46 KV | ELD T2LD | LOAD
2156109540 | PENELEC | ELDORADO | 46 KV | LPIPT1LD | LOAD
2156109536 | PENELEC | ELDORADO | 46 KV | LPIPT2LD | LOAD
83734289 | PENELEC | ELDORADO | 46 KV | MEADOWS | LOAD
2156109541 | PENELEC | ELDORADO | 46 KV | PKPLT1LD | LOAD
2156109537 | PENELEC | ELDORADO | 46 KV | PKPLT2LD | LOAD
2156109538 | PENELEC | ELDORADO | 46 KV | PLVLT1LD | LOAD
1183219807 | PENELEC | ELMST | 34.5 KV | ELMSTLD | LOAD
44460817 | PENELEC | EPIKE | 22 KV | 1 TX | LOAD
44460819 | PENELEC | EPIKE | 22 KV | 2 TX | LOAD
50774 | PENELEC | EPIKE | 22 KV | IUP | GEN
49546 | PENELEC | ERIEE | 230 KV | 1 TX 3 | LOAD
49547 | PENELEC | ERIES | 230 KV | 3 TX 3 | LOAD
49548 | PENELEC | ERIES | 230 KV | 4 TX 3 | LOAD
49549 | PENELEC | ERIES | 230 KV | 7 TX | LOAD
50776 | PENELEC | ERIES | 230 KV | LAKEVW | GEN
1338430491 | PENELEC | ERIES | 230 KV | SVC | GEN
49550 | PENELEC | ERIEW | 115 KV | 2 TX | LOAD
1318131245 | PENELEC | ESAYRE | 34.5 KV | ATHNS LD | LOAD
1318131241 | PENELEC | ESAYRE | 34.5 KV | CHMNG LD | LOAD
1318131242 | PENELEC | ESAYRE | 34.5 KV | MILAN LD | LOAD
1318131244 | PENELEC | ESAYRE | 34.5 KV | SAYRE LD | LOAD
1318143941 | PENELEC | ESAYRE | 34.5 KV | SUNYSIDE | GEN
1318131243 | PENELEC | ESAYRE | 34.5 KV | WVRLY LD | LOAD
2156109302 | PENELEC | ETOWANDA | 34.5 KV | 1TX | LOAD
2156109303 | PENELEC | ETOWANDA | 34.5 KV | 2TX | LOAD
2156109301 | PENELEC | ETOWANDA | 34.5 KV | 5TX | LOAD
2156109435 | PENELEC | ETOWANDA | 34.5 KV | NTIER | GEN
2156109434 | PENELEC | ETOWANDA | 34.5 KV | RT2007GT | GEN
78711777 | PENELEC | EVERTSUB | 34.5 KV | ARMENIA | GEN
2156112780 | PENELEC | FAIRVIEW | 115 KV | ERIE_SP | GEN
49551 | PENELEC | FAIRVIEW | 115 KV | LOAD1 | LOAD
49552 | PENELEC | FAIRVIEW | 115 KV | LOAD2 | LOAD
2156115844 | PENELEC | FAIRVWEC | 23.5 KV | S1 | GEN
1552826235 | PENELEC | FAIRVWEC | 25 KV | AUX1 | LOAD
1552826233 | PENELEC | FAIRVWEC | 25 KV | AUX2 | LOAD
1552843916 | PENELEC | FAIRVWEC | 25 KV | CT-1A | GEN
1552843915 | PENELEC | FAIRVWEC | 25 KV | CT-1B | GEN
1666738507 | PENELEC | FAIRVWEC | 500 KV |  | EHV
49557 | PENELEC | FARMERSV | 115 KV | LOAD1 | LOAD
49558 | PENELEC | FARMERSV | 115 KV | LOAD2 | LOAD
2156113360 | PENELEC | FIDDLERS | 34.5 KV | FIDDLESP | GEN
61482215 | PENELEC | FLORENCE | 115 KV | T2 LOAD | LOAD
49554 | PENELEC | FRENCHRD | 115 KV | 1 TX | LOAD
49555 | PENELEC | FRENCHRD | 115 KV | 2 TX | LOAD
49556 | PENELEC | FRENCHRD | 115 KV | 5 TX | LOAD
49559 | PENELEC | GARMAN | 115 KV | 1 TX | LOAD
510438 | PENELEC | GE | 35 KV | DIESEL | GEN
510408 | PENELEC | GE | 35 KV | LOAD1 | LOAD
510439 | PENELEC | GE | 35 KV | STEAM | GEN
49561 | PENELEC | GENEVA | 115 KV | NO1 TX | LOAD
49562 | PENELEC | GENEVA | 115 KV | NO2 TX | LOAD
49560 | PENELEC | GENEVA | 115 KV | NO3 TX | LOAD
49564 | PENELEC | GLORY | 115 KV | NO7 TX | LOAD
49565 | PENELEC | GOLD | 115 KV | NO.1 T | LOAD
49566 | PENELEC | GRANDVIE | 115 KV | 2 TX | LOAD
1123167819 | PENELEC | GREENGAR | 34.5 KV | LOAD | LOAD
83734295 | PENELEC | GREENWD2 | 46 KV | EALTOONA | LOAD
83734297 | PENELEC | GREENWD2 | 46 KV | FAIRVIEW | LOAD
83734299 | PENELEC | GREENWD2 | 46 KV | PINECRFT | LOAD
2156109542 | PENELEC | GREENWD2 | 46 KV | T1LD | LOAD
83734301 | PENELEC | GREENWD2 | 46 KV | TIPTON | LOAD
106856761 | PENELEC | GREYVALL | 34 KV | ATLANTIC | LOAD
1067157913 | PENELEC | GREYVALL | 34 KV | LDROSEVL | LOAD
106856759 | PENELEC | GREYVALL | 34 KV | SULLIVAN | LOAD
106856763 | PENELEC | GREYVALL | 34 KV | TROYSUB | LOAD
1348263940 | PENELEC | GROVER | 34 KV | BEAVRNCT | GEN
1067157917 | PENELEC | GROVER | 34 KV | LOAD1 | LOAD
1048058 | PENELEC | HANDSOME | 13 KV | CT1 | GEN
1048059 | PENELEC | HANDSOME | 13 KV | CT2 | GEN
1048060 | PENELEC | HANDSOME | 13 KV | CT3 | GEN
1048061 | PENELEC | HANDSOME | 13 KV | CT4 | GEN
1048062 | PENELEC | HANDSOME | 13 KV | CT5 | GEN
38367733 | PENELEC | HANDSOME | 13 KV | SSLOAD | LOAD
49570 | PENELEC | HARVEYRN | 115 KV | 1 TX | LOAD
2156115854 | PENELEC | HAYNIE | 34.5 KV | 520_51LD | LOAD
2156115974 | PENELEC | HAYNIE | 34.5 KV | 521_51LD | LOAD
2156115764 | PENELEC | HAYNIE | 34.5 KV | WOLFCOSP | GEN
2041988229 | PENELEC | HECTOR | 34.5 KV | HECTORWF | GEN
2156114577 | PENELEC | HIGHPNT | 25 KV | LISTONSP | GEN
2156114662 | PENELEC | HIGHPNT | 25 KV | T2LD | LOAD
49572 | PENELEC | HILLTOP | 115 KV | 1 TX | LOAD
49573 | PENELEC | HILLTOP | 115 KV | 2 TX | LOAD
49574 | PENELEC | HILLVALL | 115 KV | #1 TX | LOAD
2156110135 | PENELEC | HOLLIDAY | 46 KV | HOLL_LD | LOAD
83734303 | PENELEC | HOLLIDAY | 46 KV | RODMAN | LOAD
50780 | PENELEC | HOMERCIT | 230 KV | PIERCE N | GEN
49579 | PENELEC | HOOVERSV | 115 KV | 1 TX 1 | LOAD
49580 | PENELEC | HOOVERSV | 115 KV | 2 TX 1 | LOAD
49581 | PENELEC | JACK PN | 115 KV | #1 TX | LOAD
49582 | PENELEC | JACK PN | 115 KV | #2 TX | LOAD
49584 | PENELEC | KEYSTONE | 20 KV | SS #3 | LOAD
49585 | PENELEC | KEYSTONE | 20 KV | SS #4 | LOAD
50781 | PENELEC | KEYSTONE | 20 KV | UNIT 1 | GEN
50782 | PENELEC | KEYSTONE | 20 KV | UNIT 2 | GEN
50783 | PENELEC | KEYSTONE | 20 KV | UNIT 3 | GEN
49586 | PENELEC | KEYSTONE | 230 KV | 1C TX | LOAD
49587 | PENELEC | KEYSTONE | 230 KV | 2C TX | LOAD
74008615 | PENELEC | KEYSTONE | 230 KV | FGDS1 | LOAD
74008617 | PENELEC | KEYSTONE | 230 KV | FGDS2 | LOAD
52459 | PENELEC | KEYSTONE | 500 KV |  | EHV
67719769 | PENELEC | KRAYN | 34.5 KV | HIGHLDWF | GEN
135389795 | PENELEC | KRAYN | 34.5 KV | HIGHNOWF | GEN
1439640625 | PENELEC | LAURELL | 34.5 KV | T X1 | LOAD
49588 | PENELEC | LENOX | 115 KV | 1 TX | LOAD
49591 | PENELEC | LEWISRN | 230 KV | 2 TX | LOAD
1552826093 | PENELEC | LEWISRN | 230 KV | TR6 | LOAD
2156111995 | PENELEC | LEWISTOW | 230 KV | T1_LOAD | LOAD
2156112437 | PENELEC | LEWISTOW | 230 KV | T2_LOAD | LOAD
71856695 | PENELEC | LICKRUN | 25 KV | CASSELWF | GEN
49594 | PENELEC | LUCERNE | 115 KV | NO1 TX | LOAD
49595 | PENELEC | LUCERNE | 115 KV | NO2 TX | LOAD
2155501853 | PENELEC | MACNEW_T | 115 KV | MACNEW_T | LOAD
49597 | PENELEC | MADERA | 115 KV | 1 TX | LOAD
49596 | PENELEC | MADERA | 115 KV | 2 TX | LOAD
49600 | PENELEC | MANS PN | 34 KV | WELLSB | LOAD
1356149363 | PENELEC | MARINER | 115 KV | MARINR | LOAD
1084390852 | PENELEC | MARSHALL | 34.5 KV | LAURELWF | GEN
1084380022 | PENELEC | MEHOOPAN | 115 KV | 4TX LD | LOAD
1084380023 | PENELEC | MEHOOPAN | 115 KV | 5TX LD | LOAD
1047963 | PENELEC | MEHOOPAN | 13 KV | 1PG | LOAD
1047964 | PENELEC | MEHOOPAN | 13 KV | 2PG | LOAD
1047965 | PENELEC | MEHOOPAN | 13 KV | 5PG | LOAD
2156114267 | PENELEC | MEHOOPAN | 13 KV | PGCOG1CT | GEN
1132293504 | PENELEC | MEHOOPAN | 13.8 KV | PGCOG2CT | GEN
49604 | PENELEC | MEYERSDA | 115 KV | NO1 TX | LOAD
1338430520 | PENELEC | MEYERSDA | 34.5 KV | MEYERSBS | GEN
76427771 | PENELEC | MEYERSDA | 35 KV | WINDPWR | GEN
49605 | PENELEC | MORGANST | 115 KV | 1 TX | LOAD
49606 | PENELEC | MORGANST | 115 KV | 2 TX | LOAD
49607 | PENELEC | MORGANST | 115 KV | 5 TX | LOAD
1084390856 | PENELEC | MTNTOP | 34.5 KV | MEHOOPWF | GEN
1123179434 | PENELEC | MTNTOP | 34.5 KV | MHOOPWF2 | GEN
57967661 | PENELEC | NEW_BALT | 34.5 KV | NBALTMWF | GEN
2156109887 | PENELEC | NILESVAL | 115 KV | WLSBR | LOAD
49608 | PENELEC | NILESVAL | 115 KV | WLSBR1 | LOAD
49609 | PENELEC | NILESVAL | 115 KV | WLSBR2 | LOAD
1292902577 | PENELEC | NMESHOPP | 34.5 KV | AVERY | LOAD
1292915209 | PENELEC | NMESHOPP | 34.5 KV | ROUNDTOP | GEN
1292902574 | PENELEC | NMESHOPP | 34.5 KV | SS1 | LOAD
1292902572 | PENELEC | NMESHOPP | 34.5 KV | SS2 | LOAD
1292902576 | PENELEC | NMESHOPP | 34.5 KV | STEVIN | LOAD
1292902573 | PENELEC | NMESHOPP | 34.5 KV | TUNKHA | LOAD
1292902575 | PENELEC | NMESHOPP | 34.5 KV | WYALUSIN | LOAD
1368997683 | PENELEC | OSCEOLA | 34.5 KV | T1 | LOAD
49613 | PENELEC | OSTERBUR | 115 KV | 1 TX | LOAD
2156110136 | PENELEC | OXBOW | 34.5 KV | OXBOW_LD | LOAD
2156110331 | PENELEC | OXBOW | 34.5 KV | OXBOWGT | GEN
49615 | PENELEC | PENNMAR | 22 KV | ONE | LOAD
2156111007 | PENELEC | PENNMAR | 22 KV | YOUGHUN | GEN
50785 | PENELEC | PENNTECH | 13 KV | GEN | GEN
49616 | PENELEC | PENNTECH | 13 KV | LOAD | LOAD
49617 | PENELEC | PHILIPSB | 115 KV | ONE | LOAD
49618 | PENELEC | PHILIPSB | 115 KV | TWO | LOAD
2156112872 | PENELEC | PHILIPSB | 115 KV | UNSH_SP | GEN
50786 | PENELEC | PINEY | 12 KV | UNIT 1 | GEN
2156111328 | PENELEC | PINEY | 34 KV | CLARIOCT | GEN
49621 | PENELEC | PINEY | 34 KV | CROWN | LOAD
49620 | PENELEC | PINEY | 34 KV | EMLEN | LOAD
1207062187 | PENELEC | PRIDE | 115 KV | PRIDE | LOAD
49623 | PENELEC | PROSPECT | 115 KV | 1 CONV | LOAD
49624 | PENELEC | PROSPECT | 115 KV | 2 CONV | LOAD
1552826231 | PENELEC | PTGENRGY | 115 KV | LOAD | LOAD
49625 | PENELEC | PUNXSUTA | 115 KV | 1 TX | LOAD
49626 | PENELEC | QUEMAHON | 230 KV | ONE | LOAD
49627 | PENELEC | QUEMAHON | 230 KV | TWO | LOAD
49628 | PENELEC | RACHELHI | 115 KV | NO1 TX | LOAD
49629 | PENELEC | RACHELHI | 115 KV | NO2 TX | LOAD
49630 | PENELEC | RALPHTON | 115 KV | NO.1 T | LOAD
49631 | PENELEC | RAYSTOWN | 46 KV | ONE | LOAD
2156111008 | PENELEC | RAYSTOWN | 46 KV | RAYSUN | GEN
49633 | PENELEC | REEDERST | 115 KV | NO1 TX | LOAD
49634 | PENELEC | REEDERST | 115 KV | NO2 TX | LOAD
49632 | PENELEC | REEDSGAP | 115 KV | 1 TX | LOAD
1348263992 | PENELEC | RINGERHI | 34.5 KV | RINGERWF | GEN
49636 | PENELEC | ROCKTONM | 115 KV | NO.1 T | LOAD
49635 | PENELEC | ROCKWOOD | 115 KV | NO1 TX | LOAD
49637 | PENELEC | ROLL PN | 115 KV | 1 TX | LOAD
2156109305 | PENELEC | ROXBURY | 23 KV | 3TX LOAD | LOAD
2156109436 | PENELEC | ROXBURY | 23 KV | ROXBRYSP | GEN
49640 | PENELEC | SABINSVI | 34 KV | OSCEOL | LOAD
49639 | PENELEC | SABINSVI | 34 KV | WELLBR | LOAD
49641 | PENELEC | SALIX | 115 KV | NO1 TX | LOAD
49642 | PENELEC | SAXTON | 115 KV | 6 TX | LOAD
49643 | PENELEC | SCALPLEV | 115 KV | NO.1 T | LOAD
1097722148 | PENELEC | SCOTCHHO | 230 KV | SCOTCH | LOAD
71856455 | PENELEC | SCRUBGRS | 13 KV | AUXLD | LOAD
2156115544 | PENELEC | SCRUBGRS | 13 KV | DATACEN1 | LOAD
2156115386 | PENELEC | SCRUBGRS | 13 KV | DATACEN2 | LOAD
50789 | PENELEC | SCRUBGRS | 13 KV | GEN | GEN
50790 | PENELEC | SENECA | 13 KV | 1GEN | GEN
50791 | PENELEC | SENECA | 13 KV | 2GEN | GEN
50792 | PENELEC | SENECA | 13 KV | 3GEN | GEN
49646 | PENELEC | SEWARD | 115 KV | NO.8 T | LOAD
21601799 | PENELEC | SEWARD | 22 KV | UNIT1 | GEN
49649 | PENELEC | SHADEGAP | 115 KV | NO1 TX | LOAD
49651 | PENELEC | SHAWVILL | 115 KV | NO.15 | LOAD
50796 | PENELEC | SHAWVILL | 18 KV | UNIT 1 | GEN
50797 | PENELEC | SHAWVILL | 18 KV | UNIT 2 | GEN
50798 | PENELEC | SHAWVILL | 22 KV | UNIT 3 | GEN
50799 | PENELEC | SHAWVILL | 22 KV | UNIT 4 | GEN
49650 | PENELEC | SHAWVILL | 34 KV | 14 TX | LOAD
50795 | PENELEC | SHAWVILL | 4.1 KV | DIESEL | GEN
49653 | PENELEC | SHELOCTA | 115 KV | 1 TX | LOAD
1132281849 | PENELEC | SMANSFIE | 34 KV | BROOKLYN | LOAD
49654 | PENELEC | SNAKESPR | 115 KV | 1 TX | LOAD
49655 | PENELEC | SNAKESPR | 115 KV | 2 TX | LOAD
112586177 | PENELEC | SOME PN | 115 KV | LAURELHI | GEN
49656 | PENELEC | SOME PN | 115 KV | ONE | LOAD
1048064 | PENELEC | SOME PN | 115 KV | SOMERSWF | GEN
49657 | PENELEC | SOME PN | 115 KV | TWO | LOAD
1084380079 | PENELEC | SPANGLER | 46 KV | ST BEN | LOAD
49659 | PENELEC | SPRINGBO | 115 KV | 1 TX | LOAD
76427773 | PENELEC | STATHILL | 34.5 KV | FORWRDWF | GEN
1097722166 | PENELEC | STATHILL | 34.5 KV | SOMERSET | LOAD
135388655 | PENELEC | STROY | 34 KV | LOAD1 | LOAD
135388657 | PENELEC | STROY | 34 KV | LOAD2 | LOAD
83734305 | PENELEC | SUMM PN | 46 KV | GALITZIN | LOAD
1123167931 | PENELEC | SUMM PN | 46 KV | TX1 | LOAD
123900907 | PENELEC | TENNGAS | 115 KV | TENNGAS | LOAD
1067158023 | PENELEC | TGAS | 115 KV | TGAS | LOAD
98370455 | PENELEC | THIRTYST | 34.5 KV | CHSTNTWF | GEN
49666 | PENELEC | THOMPSON | 115 KV | 1 TX | LOAD
49667 | PENELEC | THREESPR | 115 KV | 1 TX | LOAD
49668 | PENELEC | TIFFANY | 115 KV | #1 TX | LOAD
49669 | PENELEC | TIFFANY | 115 KV | #2 TX | LOAD
49670 | PENELEC | TIMBLIN | 34 KV | LD1 | LOAD
50800 | PENELEC | TIMBLIN | 34 KV | RINGLD | GEN
2156114969 | PENELEC | TITUSVIL | 34.5 KV | BUS1_LD | LOAD
2156115068 | PENELEC | TITUSVIL | 34.5 KV | BUS2_LD | LOAD
49675 | PENELEC | TOWER51 | 115 KV | LD1 | LOAD
49676 | PENELEC | TOWER51 | 115 KV | LD2 | LOAD
49674 | PENELEC | TOWERHIL | 115 KV | NO1 TX | LOAD
49677 | PENELEC | TWOMILE | 115 KV | 1BANK | LOAD
1165468213 | PENELEC | TYRONEN | 46 KV | BK3 | LOAD
2156115677 | PENELEC | TYRONEN | 46 KV | HUPAULSP | GEN
83734307 | PENELEC | TYRONEN | 46 KV | LOAD1 | LOAD
48933941 | PENELEC | UNIONCIT | 115 KV | 1-4TX | LOAD
49681 | PENELEC | UTICAJCT | 115 KV | 1 TX 3 | LOAD
2156108940 | PENELEC | VENANJCT | 115 KV | T1 | LOAD
1666738891 | PENELEC | VINCO | 500 KV |  | EHV
49682 | PENELEC | WARD | 115 KV | 1 BANK | LOAD
50803 | PENELEC | WARREN | 13 KV | UNITCT | GEN
49686 | PENELEC | WARREN | 34 KV | 1EDDY | LOAD
49685 | PENELEC | WARREN | 34 KV | 1NATL | LOAD
49687 | PENELEC | WARREN | 34 KV | 2EDDY | LOAD
49684 | PENELEC | WARREN | 34 KV | 2NATL | LOAD
49683 | PENELEC | WARREN | 34 KV | FORGE | LOAD
49688 | PENELEC | WARREN | 34 KV | WAR E | LOAD
1183219972 | PENELEC | WARRENS | 34.5 KV | WARRNSLD | LOAD
83734311 | PENELEC | WESTFALL | 46 KV | HYDRO | LOAD
83734309 | PENELEC | WESTFALL | 46 KV | LOAD1 | LOAD
49691 | PENELEC | WESTOVER | 115 KV | 1-TX | LOAD
49692 | PENELEC | WHETSTON | 115 KV | BRCKW | LOAD
1268558994 | PENELEC | WILLIAMM | 115 KV | MIDSTREM | LOAD
1379253686 | PENELEC | WMPOTTER | 115 KV | POTTER | LOAD
49695 | PENELEC | YEAGERTO | 230 KV | #3 TX | LOAD
49693 | PENELEC | YEAGERTO | 230 KV | NO.1 T | LOAD
49694 | PENELEC | YEAGERTO | 230 KV | NO.2 T | LOAD
5020990 | PEPCO | 10THST | 138 KV | LOAD T1 | LOAD
5020991 | PEPCO | 10THST | 138 KV | LOAD T2 | LOAD
5020992 | PEPCO | 10THST | 138 KV | LOAD T3 | LOAD
5020993 | PEPCO | 10THST | 138 KV | LOAD T4 | LOAD
2156114720 | PEPCO | 12THST | 13.8 KV | T1_LOAD | LOAD
2156114659 | PEPCO | 12THST | 13.8 KV | T2_LOAD | LOAD
2156114739 | PEPCO | 12THST | 13.8 KV | T3_LOAD | LOAD
2156114734 | PEPCO | 12THST | 13.8 KV | T4_LOAD | LOAD
135388659 | PEPCO | 22ST | 13.8 KV | LOAD1 | LOAD
135388661 | PEPCO | 22ST | 13.8 KV | LOAD2 | LOAD
135388663 | PEPCO | 22ST | 13.8 KV | LOAD3 | LOAD
135388665 | PEPCO | 22ST | 13.8 KV | LOAD4 | LOAD
135388667 | PEPCO | 22ST | 13.8 KV | LOAD5 | LOAD
135388669 | PEPCO | 22ST | 13.8 KV | LOAD6 | LOAD
1097722218 | PEPCO | ALABAMA | 13 KV | LOAD T1 | LOAD
1097722219 | PEPCO | ALABAMA | 13 KV | LOAD T2 | LOAD
1097722220 | PEPCO | ALABAMA | 13 KV | LOAD T3 | LOAD
1097722221 | PEPCO | ALABAMA | 13 KV | LOAD T4 | LOAD
1097722222 | PEPCO | ALABAMA | 13 KV | LOAD T5 | LOAD
1097722223 | PEPCO | ALABAMA | 13 KV | LOAD T6 | LOAD
49701 | PEPCO | BELLSMIL | 34 KV | LD1B | LOAD
49702 | PEPCO | BELLSMIL | 34 KV | LD2B | LOAD
49703 | PEPCO | BELLSMIL | 34 KV | LD3B | LOAD
49704 | PEPCO | BELLSMIL | 34 KV | LD4B | LOAD
49705 | PEPCO | BELLSMIL | 69 KV | 69-1 | LOAD
49706 | PEPCO | BELLSMIL | 69 KV | 69-2 | LOAD
49707 | PEPCO | BELLSMIL | 69 KV | 69-3 | LOAD
49708 | PEPCO | BELLSMIL | 69 KV | 69-4 | LOAD
49714 | PEPCO | BENNING | 230 KV | 230-1 | LOAD
49715 | PEPCO | BENNING | 230 KV | 230-2 | LOAD
49716 | PEPCO | BENNING | 230 KV | 230-3 | LOAD
49717 | PEPCO | BENNING | 230 KV | 230-4 | LOAD
2156110433 | PEPCO | BENNING | 69 KV | 15T | LOAD
1075443609 | PEPCO | BENNING | 69 KV | 69114 | LOAD
1318131453 | PEPCO | BENNING | 69 KV | 69115 | LOAD
49710 | PEPCO | BENNING | 69 KV | LOAD46 | LOAD
49711 | PEPCO | BENNING | 69 KV | LOAD47 | LOAD
49712 | PEPCO | BENNING | 69 KV | LOAD48 | LOAD
49713 | PEPCO | BENNING | 69 KV | LOAD49 | LOAD
71856705 | PEPCO | BETHESDA | 34 KV | BETHTRIA | GEN
49718 | PEPCO | BETHESDA | 34 KV | LD1 | LOAD
49719 | PEPCO | BETHESDA | 34 KV | LD2 | LOAD
49720 | PEPCO | BETHESDA | 34 KV | LD3 | LOAD
49721 | PEPCO | BETHESDA | 34 KV | LD4 | LOAD
49722 | PEPCO | BLADENSB | 13 KV | LD1 | LOAD
49723 | PEPCO | BLADENSB | 13 KV | LD2 | LOAD
49724 | PEPCO | BLADENSB | 13 KV | LD3 | LOAD
1318144041 | PEPCO | BRANDYWI | 13 KV | CTG_A | GEN
1318144039 | PEPCO | BRANDYWI | 13 KV | CTG_B | GEN
1318144040 | PEPCO | BRANDYWI | 13 KV | STEAM | GEN
52445 | PEPCO | BRIGHTON | 500 KV |  | EHV
52446 | PEPCO | BURCHESHILL | 500 KV |  | EHV
5021002 | PEPCO | BUZZARD | 138 KV | LOAD T1 | LOAD
5021006 | PEPCO | BUZZARD | 138 KV | LOAD T11 | LOAD
5021007 | PEPCO | BUZZARD | 138 KV | LOAD T12 | LOAD
5021003 | PEPCO | BUZZARD | 138 KV | LOAD T2 | LOAD
5021004 | PEPCO | BUZZARD | 138 KV | LOAD T3 | LOAD
5021005 | PEPCO | BUZZARD | 138 KV | LOAD T4 | LOAD
50810 | PEPCO | CHALKPT | 13 KV | CT2 | GEN
50811 | PEPCO | CHALKPT | 13 KV | CT3 | GEN
50812 | PEPCO | CHALKPT | 13 KV | CT4 | GEN
50813 | PEPCO | CHALKPT | 13 KV | CT5 | GEN
50814 | PEPCO | CHALKPT | 13 KV | CT6 | GEN
50817 | PEPCO | CHALKPT | 24 KV | CHLKG3 | GEN
50818 | PEPCO | CHALKPT | 24 KV | CHLKG4 | GEN
50809 | PEPCO | CHALKPT | 4 KV | CT1 | GEN
52448 | PEPCO | CHALKPT | 500 KV |  | EHV
93353411 | PEPCO | CHALKPT | 69 KV | LOAD | LOAD
1388599568 | PEPCO | CHELTENH | 18 KV | AUXTR11 | LOAD
1388599569 | PEPCO | CHELTENH | 18 KV | AUXTR12 | LOAD
1388613461 | PEPCO | CHELTENH | 18 KV | CTG11 | GEN
1388613460 | PEPCO | CHELTENH | 18 KV | CTG12 | GEN
1388613462 | PEPCO | CHELTENH | 19 KV | STG10 | GEN
1356178199 | PEPCO | CHELTENH | 500 KV |  | EHV
135388671 | PEPCO | CHMPLN | 13.8 KV | LOAD1 | LOAD
135388673 | PEPCO | CHMPLN | 13.8 KV | LOAD2 | LOAD
135388675 | PEPCO | CHMPLN | 13.8 KV | LOAD3 | LOAD
135388677 | PEPCO | CHMPLN | 13.8 KV | LOAD4 | LOAD
135388679 | PEPCO | CHMPLN | 13.8 KV | LOAD5 | LOAD
135388681 | PEPCO | CHMPLN | 13.8 KV | LOAD6 | LOAD
50823 | PEPCO | DICKERSH | 13 KV | HCT1 | GEN
50824 | PEPCO | DICKERSH | 13 KV | HCT2 | GEN
50825 | PEPCO | DICKERSH | 13 KV | RESREC | GEN
1107278516 | PEPCO | DICKERSH | 69 KV | LOAD | LOAD
2156114688 | PEPCO | FTSLOCUM | 13.8 KV | T1_LOAD | LOAD
2156114760 | PEPCO | FTSLOCUM | 13.8 KV | T2_LOAD | LOAD
2156114715 | PEPCO | FTSLOCUM | 13.8 KV | T3_LOAD | LOAD
2156114709 | PEPCO | FTSLOCUM | 13.8 KV | T4_LOAD | LOAD
1368997912 | PEPCO | HARRISN | 138 KV | TR1 | LOAD
1368997913 | PEPCO | HARRISN | 138 KV | TR2 | LOAD
1368997914 | PEPCO | HARRISN | 138 KV | TR3 | LOAD
2156113581 | PEPCO | HARVARD | 230 KV | T1_LOAD | LOAD
2156113618 | PEPCO | HARVARD | 230 KV | T2_LOAD | LOAD
2156113651 | PEPCO | HARVARD | 230 KV | T3_LOAD | LOAD
2156113601 | PEPCO | HARVARD | 230 KV | T4_LOAD | LOAD
2156109755 | PEPCO | HAWKINSM | 34.5 KV | MILGRVSP | GEN
2156116033 | PEPCO | HAWKINSM | 69 KV | 6713 | LOAD
1388599595 | PEPCO | HAWKINSM | 69 KV | 6716 | LOAD
1388599597 | PEPCO | HAWKINSM | 69 KV | 6724 | LOAD
1388599594 | PEPCO | HAWKINSM | 69 KV | 6725 | LOAD
1388599596 | PEPCO | HAWKINSM | 69 KV | 6733 | LOAD
1388599599 | PEPCO | HAWKINSM | 69 KV | 6735 | LOAD
1338417920 | PEPCO | HEWITTRD | 69 KV | 6740 | LOAD
1338417918 | PEPCO | HEWITTRD | 69 KV | 6750 | LOAD
1338417919 | PEPCO | HEWITTRD | 69 KV | 6760 | LOAD
1338417917 | PEPCO | HEWITTRD | 69 KV | 6770 | LOAD
1338417921 | PEPCO | HEWITTRD | 69 KV | 6779 | LOAD
1338417910 | PEPCO | HOLLANDC | 69 KV | 6780 | LOAD
1338417909 | PEPCO | HOLLANDC | 69 KV | 6782 | LOAD
1338417911 | PEPCO | HOLLANDC | 69 KV | 6783 | LOAD
1318131552 | PEPCO | KELSONRI | 18 KV | LOAD1 | LOAD
1318131553 | PEPCO | KELSONRI | 18 KV | LOAD2 | LOAD
1318144035 | PEPCO | KELSONRI | 18 KV | STCHA1CT | GEN
1318144033 | PEPCO | KELSONRI | 18 KV | STCHA1ST | GEN
1318144034 | PEPCO | KELSONRI | 18 KV | STCHA2CT | GEN
49736 | PEPCO | LANHAM | 13 KV | 13LD1 | LOAD
49737 | PEPCO | LANHAM | 13 KV | 13LD2 | LOAD
49738 | PEPCO | LANHAM | 13 KV | 13LD3 | LOAD
49739 | PEPCO | LANHAM | 34 KV | 34LD1 | LOAD
49740 | PEPCO | LANHAM | 34 KV | 34LD2 | LOAD
49741 | PEPCO | LANHAM | 34 KV | 34LD3 | LOAD
49742 | PEPCO | METZTAP | 69 KV | LD1 | LOAD
49743 | PEPCO | METZTAP | 69 KV | LD2 | LOAD
49744 | PEPCO | METZTAP | 69 KV | LD3 | LOAD
49745 | PEPCO | METZTAP | 69 KV | LD4 | LOAD
31020663 | PEPCO | METZTAP | 69 KV | WHITEOAK | GEN
50828 | PEPCO | MORGANTO | 13 KV | CT3 | GEN
50829 | PEPCO | MORGANTO | 13 KV | CT4 | GEN
50830 | PEPCO | MORGANTO | 13 KV | CT5 | GEN
50831 | PEPCO | MORGANTO | 13 KV | CT6 | GEN
50832 | PEPCO | MORGANTO | 23 KV | UNIT01 | GEN
50833 | PEPCO | MORGANTO | 23 KV | UNIT02 | GEN
1097722281 | PEPCO | MORGANTO | 230 KV | RSST1 | LOAD
1097722282 | PEPCO | MORGANTO | 230 KV | RSST2 | LOAD
2156113749 | PEPCO | MTVERPEP | 230 KV | T1_LOAD | LOAD
2156113746 | PEPCO | MTVERPEP | 230 KV | T2_LOAD | LOAD
2156113684 | PEPCO | MTVERPEP | 230 KV | T3_LOAD | LOAD
2156113591 | PEPCO | MTVERPEP | 230 KV | T4_LOAD | LOAD
49747 | PEPCO | NORBECK | 69 KV | LD1 | LOAD
49748 | PEPCO | NORBECK | 69 KV | LD2 | LOAD
49749 | PEPCO | NORBECK | 69 KV | LD3 | LOAD
49750 | PEPCO | NORBECK | 69 KV | LD4 | LOAD
5021012 | PEPCO | OST | 138 KV | LOAD T1 | LOAD
5021013 | PEPCO | OST | 138 KV | LOAD T2 | LOAD
5021014 | PEPCO | OST | 138 KV | LOAD T3 | LOAD
5021015 | PEPCO | OST | 138 KV | LOAD T4 | LOAD
49752 | PEPCO | PALMERS | 69 KV | LD1 | LOAD
49753 | PEPCO | PALMERS | 69 KV | LD2 | LOAD
49754 | PEPCO | PALMERS | 69 KV | LD3 | LOAD
1552826342 | PEPCO | PALMERS | 69 KV | LD4 | LOAD
2156114529 | PEPCO | PALMERS | 69 KV | SPECT_SP | GEN
5021711 | PEPCO | POTOMAC | 69 KV | GSA1 | GEN
5021712 | PEPCO | POTOMAC | 69 KV | GSA2 | GEN
49755 | PEPCO | POTOMAC | 69 KV | LD1 | LOAD
49756 | PEPCO | POTOMAC | 69 KV | LD2 | LOAD
49757 | PEPCO | POTOMAC | 69 KV | LD3 | LOAD
49758 | PEPCO | POTOMAC | 69 KV | LD4 | LOAD
49759 | PEPCO | POTOMAC | 69 KV | LD5 | LOAD
49760 | PEPCO | POTOMAC | 69 KV | LD6 | LOAD
49761 | PEPCO | QUINCEOR | 69 KV | LD1 | LOAD
49762 | PEPCO | QUINCEOR | 69 KV | LD2 | LOAD
49763 | PEPCO | QUINCEOR | 69 KV | LD3 | LOAD
38367735 | PEPCO | QUINCEOR | 69 KV | LD4 | LOAD
1552826354 | PEPCO | QUINCEOR | 69 KV | LD5 | LOAD
1552826355 | PEPCO | QUINCEOR | 69 KV | LD6 | LOAD
1097722307 | PEPCO | RITCHIE | 69 KV | 69001LD | LOAD
1097722308 | PEPCO | RITCHIE | 69 KV | 69007LD | LOAD
71856709 | PEPCO | RITCHIE | 69 KV | BROWNLF | GEN
2156110435 | PEPCO | RITCHIE | 69 KV | LD69002 | LOAD
2156110436 | PEPCO | RITCHIE | 69 KV | LD69003 | LOAD
2156110434 | PEPCO | RITCHIE | 69 KV | LD69006 | LOAD
1097722309 | PEPCO | RITCHIE | 69 KV | LD69085 | LOAD
71856707 | PEPCO | RITCHIE | 69 KV | PG COGEN | GEN
2155502055 | PEPCO | RITCHIE | 69 KV | ROLLINSP | GEN
50840 | PEPCO | SMECO | 13 KV | SMECO | GEN
93353413 | PEPCO | SMECO | 69 KV | LOAD | LOAD
2156112509 | PEPCO | SMECO | 69 KV | LOAD2 | LOAD
2156108941 | PEPCO | SMECOMOR | 69 KV | 6713 | LOAD
1388599580 | PEPCO | SMECOMOR | 69 KV | 6790 | LOAD
1388599588 | PEPCO | SMECOPAL | 69 KV | 69025 | LOAD
1338417915 | PEPCO | SMECOPAL | 69 KV | 69055 | LOAD
1338417916 | PEPCO | SMECOPAL | 69 KV | 69104 | LOAD
1338417912 | PEPCO | SOLLERSW | 69 KV | 6789 | LOAD
1338417913 | PEPCO | SOLLERSW | 69 KV | 6791 | LOAD
1305130456 | PEPCO | SOUTHWES | 138 KV | CAPITAL | GEN
5021016 | PEPCO | SOUTHWES | 138 KV | LOAD T1 | LOAD
5021017 | PEPCO | SOUTHWES | 138 KV | LOAD T2 | LOAD
5021018 | PEPCO | SOUTHWES | 138 KV | LOAD T3 | LOAD
5021019 | PEPCO | SOUTHWES | 138 KV | LOAD T4 | LOAD
49770 | PEPCO | TAKOMA | 34 KV | 34-1 | LOAD
49771 | PEPCO | TAKOMA | 34 KV | 34-2 | LOAD
49772 | PEPCO | TAKOMA | 34 KV | 34-3 | LOAD
49773 | PEPCO | TAKOMA | 34 KV | 34-4 | LOAD
1075443692 | PEPCO | TAKOMA | 69 KV | 69127 | LOAD
1552826376 | PEPCO | TAKOMA | 69 KV | 69128_LD | LOAD
1552826375 | PEPCO | TAKOMA | 69 KV | 69130_LD | LOAD
49775 | PEPCO | TAKOMA | 69 KV | 69-2 | LOAD
49779 | PEPCO | TUXEDO | 13 KV | 13-1 | LOAD
49780 | PEPCO | TUXEDO | 13 KV | 13-2 | LOAD
49781 | PEPCO | TUXEDO | 13 KV | 13-3 | LOAD
5021020 | PEPCO | VANNESS | 138 KV | LOAD T1 | LOAD
5021021 | PEPCO | VANNESS | 138 KV | LOAD T2 | LOAD
5021022 | PEPCO | VANNESS | 138 KV | LOAD T3 | LOAD
5021023 | PEPCO | VANNESS | 138 KV | LOAD T4 | LOAD
2156112798 | PEPCO | WATERFRO | 230 KV | T1 | LOAD
2156113037 | PEPCO | WATERFRO | 230 KV | T2 | LOAD
2156113895 | PEPCO | WATERFRO | 230 KV | T3 | LOAD
2156113970 | PEPCO | WATERFRO | 230 KV | T4 | LOAD
2156113040 | PEPCO | WATERFRO | 230 KV | T5 | LOAD
2156113919 | PEPCO | WATERFRO | 230 KV | T6 | LOAD
49783 | PEPCO | WILDERCR | 13 KV | 13-1 | LOAD
49784 | PEPCO | WILDERCR | 13 KV | 13-2 | LOAD
49785 | PEPCO | WILDERCR | 13 KV | 13-3 | LOAD
1379252847 | PPL | 8THST | 138 KV | T1 | LOAD
1379252848 | PPL | 8THST | 138 KV | T2 | LOAD
1348250147 | PPL | ACAHELA | 69 KV | EPLM1 | LOAD
1348250144 | PPL | ACAHELA | 69 KV | EPLM2 | LOAD
2156112082 | PPL | AIRPROHT | 69 KV | HOAP1_LD | LOAD
2156112143 | PPL | AIRPROHT | 69 KV | HOAP2_LD | LOAD
52443 | PPL | ALBURTIS | 500 KV |  | EHV
1097721203 | PPL | ALLENTOW | 138 KV | T1 | LOAD
1097721204 | PPL | ALLENTOW | 138 KV | T2 | LOAD
1348249832 | PPL | ALLENTOW | 138 KV | T3 | LOAD
1097721205 | PPL | ALLENTOW | 138 KV | T4 | LOAD
1097721206 | PPL | ALTONPRK | 69 KV | T1 | LOAD
1097721207 | PPL | ALTONPRK | 69 KV | T2 | LOAD
1183219207 | PPL | AMPPARK1 | 69 KV | T1 | LOAD
1183219208 | PPL | AMPPARK1 | 69 KV | T2 | LOAD
1183219210 | PPL | AMPPARK2 | 69 KV | T1 | LOAD
1183219211 | PPL | AMPPARK2 | 69 KV | T2 | LOAD
1084379157 | PPL | APPENZLL | 138 KV | LOAD | LOAD
87901485 | PPL | ARCHBTAP | 13 KV | LOAD | LOAD
1048035 | PPL | ARCHBTAP | 13 KV | PEI 1 | GEN
1048036 | PPL | ARCHBTAP | 13 KV | PEI 2 | GEN
87901559 | PPL | ARCHBTAP | 13 KV | PEI 5 | GEN
87901561 | PPL | ARCHBTAP | 13 KV | PEI 6 | GEN
2156112799 | PPL | ARROWHEA | 69 KV | ARRO_LD | LOAD
2156112531 | PPL | ASHFIEPL | 69 KV | ASH1LOAD | LOAD
2156112515 | PPL | ASHFIEPL | 69 KV | ASH2LOAD | LOAD
61482107 | PPL | ATT | 138 KV | T1 | LOAD
61482109 | PPL | ATT | 138 KV | T2 | LOAD
1048037 | PPL | BEAR CRK | 35 KV | BEARCRK | GEN
1165467243 | PPL | BEAR CRK | 69 KV | BEAR | LOAD
1165467244 | PPL | BEAR CRK | 69 KV | HARWOOD1 | LOAD
2156115322 | PPL | BEAVRTWN | 69 KV | BEAV | LOAD
2156115472 | PPL | BEAVRTWN | 69 KV | BEWE | LOAD
2156114528 | PPL | BENTON | 69 KV | BEFO_LD | LOAD
2156114630 | PPL | BENTON | 69 KV | BENT1_LD | LOAD
2156113752 | PPL | BENVENUE | 69 KV | BENV1_LD | LOAD
2156113592 | PPL | BENVENUE | 69 KV | BENV2_LD | LOAD
2156113669 | PPL | BENVENUE | 69 KV | NEBL_LD | LOAD
2156108929 | PPL | BERCON | 69 KV | BERC LD | LOAD
49064 | PPL | BERKS | 69 KV | BUS_1 | LOAD
49065 | PPL | BERKS | 69 KV | BUS_3 | LOAD
49066 | PPL | BERWICK | 69 KV | LOAD1 | LOAD
32947093 | PPL | BERWICK | 69 KV | LOAD2 | LOAD
1183219191 | PPL | BING | 69 KV | LOAD | LOAD
2156113005 | PPL | BLOOMI_G | 69 KV | BLGL1_LD | LOAD
2156113107 | PPL | BLOOMI_G | 69 KV | BLGL2_LD | LOAD
49067 | PPL | BLOOMING | 69 KV | BUS_1 | LOAD
38367693 | PPL | BLOOMING | 69 KV | BUS_3 | LOAD
41935391 | PPL | BLOOMING | 69 KV | WALKERME | LOAD
50577 | PPL | BLOOMING | 69 KV | WLPK | GEN
1084379177 | PPL | BLUEMONT | 138 KV | LOAD | LOAD
2156114360 | PPL | BLYTHEBU | 69 KV | BLYT_LD | LOAD
2156114685 | PPL | BOWMANSM | 69 KV | W610_LD | LOAD
1356178173 | PPL | BRNGSVIL | 500 KV |  | EHV
2156110129 | PPL | BRNGSVIL | 69 KV | WESC1_LD | LOAD
2156110130 | PPL | BRNGSVIL | 69 KV | WESC2_LD | LOAD
2156110127 | PPL | BRNGSVIL | 69 KV | WTRE1_LD | LOAD
2156110128 | PPL | BRNGSVIL | 69 KV | WTRE2_LD | LOAD
83734251 | PPL | BRTNSVIL | 138 KV | LOAD1 | LOAD
83734253 | PPL | BRTNSVIL | 138 KV | LOAD2 | LOAD
50578 | PPL | BRUNNERI | 18 KV | UNIT01 | GEN
50579 | PPL | BRUNNERI | 18 KV | UNIT02 | GEN
49069 | PPL | BRUNNERI | 230 KV | AUX10 | LOAD
49070 | PPL | BRUNNERI | 230 KV | AUX30 | LOAD
106856733 | PPL | BRUNNERI | 230 KV | T20 | LOAD
65732035 | PPL | BRUNNERI | 230 KV | T40 | LOAD
65732037 | PPL | BRUNNERI | 230 KV | T50 | LOAD
50581 | PPL | BRUNNERI | 24 KV | UNIT03 | GEN
135388643 | PPL | BUCKPL | 69 KV | KINZER | LOAD
135389781 | PPL | BUCKPL | 69 KV | QUARRY | GEN
135388645 | PPL | BUIR | 69 KV | BUIR LD | LOAD
61482111 | PPL | BURLE | 138 KV | T1 | LOAD
61482113 | PPL | BURLE | 138 KV | T2 | LOAD
2156112970 | PPL | CAMELBAC | 69 KV | CAME1_LD | LOAD
2156112882 | PPL | CAMELBAC | 69 KV | CAME2_LD | LOAD
2156114122 | PPL | CARL PL | 69 KV | IBM_LD | LOAD
38367697 | PPL | CARL PL | 69 KV | TAP3 | LOAD
38367699 | PPL | CARL PL | 69 KV | TAP4 | LOAD
1388598591 | PPL | CARLISPL | 69 KV | TAP1 | LOAD
1388598592 | PPL | CARLISPL | 69 KV | TAP2 | LOAD
2156111884 | PPL | CASS | 69 KV | T1LOAD | LOAD
61482115 | PPL | CATA TP | 138 KV | T1 | LOAD
61482117 | PPL | CATA TP | 138 KV | T2 | LOAD
61482119 | PPL | CEALALL | 138 KV | T1 | LOAD
61482121 | PPL | CEALALL | 138 KV | T2 | LOAD
1107277493 | PPL | CHAPMAN | 230 KV | T1 | LOAD
2156110124 | PPL | CHEROKE1 | 69 KV | CHER1_LD | LOAD
2156110125 | PPL | CHEROKE1 | 69 KV | CHER2_LD | LOAD
2156111860 | PPL | CHERRYHI | 69 KV | HERCLOAD | LOAD
2156111811 | PPL | CHERRYHI | 69 KV | LICALOAD | LOAD
2156111887 | PPL | CHERRYHI | 69 KV | T1LOAD | LOAD
2156111800 | PPL | CHERRYHI | 69 KV | T2LOAD | LOAD
1183218950 | PPL | CLINTON | 69 KV | MUNCY1 | LOAD
1183218951 | PPL | CLINTON | 69 KV | MUNCY2 | LOAD
2156112958 | PPL | CLTP | 69 KV | CLTP_LD | LOAD
2156114566 | PPL | COLONIAP | 69 KV | COPA1_LD | LOAD
2156114668 | PPL | COLONIAP | 69 KV | COPA2_LD | LOAD
5021674 | PPL | CONTITAP | 69 KV | 2CT | GEN
5021675 | PPL | CONTITAP | 69 KV | 3CT | GEN
1048038 | PPL | CONTITAP | 69 KV | 4CT | GEN
50583 | PPL | CONTITAP | 69 KV | WILNU1 | GEN
1183219192 | PPL | COPERSBU | 69 KV | T2 | LOAD
1183219219 | PPL | COPLAY1 | 69 KV | T1 | LOAD
1183219223 | PPL | COPLAY1 | 69 KV | T2 | LOAD
1183219225 | PPL | COPLAY2 | 69 KV | COP2 | LOAD
1183219224 | PPL | COPLAY2 | 69 KV | LONESTAR | LOAD
1047926 | PPL | COURTDAL | 13 KV | LOAD | LOAD
61482123 | PPL | CRCKRPRT | 138 KV | T1 | LOAD
61482125 | PPL | CRCKRPRT | 138 KV | T2 | LOAD
1047927 | PPL | DALLAS | 13 KV | LOAD | LOAD
93353405 | PPL | DANVILPL | 69 KV | T1 | LOAD
93353407 | PPL | DANVILPL | 69 KV | T2 | LOAD
123901477 | PPL | DARTCONT | 13 KV | DARTLF1 | GEN
123901479 | PPL | DARTCONT | 13 KV | DARTLF2 | GEN
123900893 | PPL | DARTCONT | 13 KV | T1 | LOAD
2156114684 | PPL | DAUPHIN | 69 KV | CAPA1_LD | LOAD
2156114648 | PPL | DAUPHIN | 69 KV | CAPA2_LD | LOAD
2156112229 | PPL | DELANOPL | 69 KV | T1LOAD | LOAD
2156114676 | PPL | DERRY | 69 KV | DERRY_LD | LOAD
2156114547 | PPL | DEVONSHI | 69 KV | DEVO1_LD | LOAD
2156114692 | PPL | DEVONSHI | 69 KV | DEVO2_LD | LOAD
112585909 | PPL | DILLERVI | 13 KV | T1 | LOAD
112585911 | PPL | DILLERVI | 13 KV | T2 | LOAD
1775808135 | PPL | DONEG_PL | 69 KV | ARMALOAD | LOAD
1775808138 | PPL | DONEG_PL | 69 KV | DON1LOAD | LOAD
1775808137 | PPL | DONEG_PL | 69 KV | DON2LOAD | LOAD
1775808136 | PPL | DONEG_PL | 69 KV | HUMMLOAD | LOAD
61482129 | PPL | DONNELLE | 138 KV | T1 | LOAD
61482131 | PPL | DONNERVL | 138 KV | T1 | LOAD
61482133 | PPL | DONNERVL | 138 KV | T2 | LOAD
61482135 | PPL | DONNGRAV | 138 KV | T1 | LOAD
61482137 | PPL | DORNYVLE | 138 KV | T1 | LOAD
61482139 | PPL | DORNYVLE | 138 KV | T2 | LOAD
61482141 | PPL | E ALLENT | 138 KV | T1 | LOAD
61482143 | PPL | E ALLENT | 138 KV | T2 | LOAD
1165467496 | PPL | EASTMNTN | 69 KV | T1 | LOAD
1165467497 | PPL | EASTMNTN | 69 KV | T2 | LOAD
1183219212 | PPL | EBENEZR | 69 KV | T2 | LOAD
2156112635 | PPL | EDANVIPL | 69 KV | EDAN2_LD | LOAD
1084379226 | PPL | EFFRTMTN | 138 KV | LOAD | LOAD
61482145 | PPL | EGYPT | 138 KV | T1 | LOAD
61482147 | PPL | EGYPT | 138 KV | T2 | LOAD
1097721281 | PPL | EHEIGHTS | 69 KV | T1 | LOAD
1097721282 | PPL | EHEIGHTS | 69 KV | T2 | LOAD
61482149 | PPL | ELANCAST | 138 KV | T1 | LOAD
61482151 | PPL | ELANCAST | 138 KV | T2 | LOAD
49085 | PPL | ELDRED | 69 KV | CLEV | LOAD
67719765 | PPL | ELDRED | 69 KV | COMMONLF | GEN
2156111371 | PPL | ELDRED | 69 KV | EXCH1_LD | LOAD
2156111372 | PPL | ELDRED | 69 KV | EXCH2_LD | LOAD
50585 | PPL | ELDRED | 69 KV | FOWNUG | GEN
51520089 | PPL | ELDRED | 69 KV | GMILLSLF | GEN
49087 | PPL | ELDRED | 69 KV | PIGR | LOAD
2156110427 | PPL | ELDRED | 69 KV | SUNB1_LD | LOAD
2156110428 | PPL | ELDRED | 69 KV | SUNB2_LD | LOAD
50586 | PPL | ELDRED | 69 KV | WESNUG | GEN
1356178193 | PPL | ELROYPL | 500 KV |  | EHV
2156113103 | PPL | ELROYPL | 69 KV | HAPA1 | LOAD
2156112989 | PPL | ELROYPL | 69 KV | HAPA2 | LOAD
1123167043 | PPL | ELROYPL | 69 KV | HATF1 | LOAD
1123167044 | PPL | ELROYPL | 69 KV | HATF2 | LOAD
1097721293 | PPL | EMMAUS | 69 KV | T1 | LOAD
1097721294 | PPL | EMMAUS | 69 KV | T2 | LOAD
2156110800 | PPL | ENGLESID | 69 KV | GREE1_LD | LOAD
2156110797 | PPL | ENGLESID | 69 KV | GREE2_LD | LOAD
1048039 | PPL | ENGLESID | 69 KV | SITESOUN | GEN
2156114765 | PPL | ENGLESID | 69 KV | TR1_LD | LOAD
2156114665 | PPL | ENGLESID | 69 KV | TR2_LD | LOAD
2155501845 | PPL | ENOLATP | 69 KV | T1LOAD | LOAD
2155501844 | PPL | ENOLATP | 69 KV | T2LOAD | LOAD
2156114650 | PPL | EPALMERT | 69 KV | ACAH1_LD | LOAD
2156114642 | PPL | EPALMERT | 69 KV | ACAH2_LD | LOAD
2156114651 | PPL | EPALMERT | 69 KV | LIGA1_LD | LOAD
1123167051 | PPL | EPETERSB | 138 KV | TRAN1 | LOAD
1123167052 | PPL | EPETERSB | 138 KV | TRAN2 | LOAD
1047919 | PPL | EXETER | 69 KV | EXET1 | LOAD
1047920 | PPL | EXETER | 69 KV | EXET2 | LOAD
2156112490 | PPL | EXTRUDIO | 69 KV | AUB_LOAD | LOAD
2156111776 | PPL | EXTRUDIO | 69 KV | EXTRLOAD | LOAD
2156113907 | PPL | FABRIKAL | 69 KV | FABR_LD | LOAD
1356162431 | PPL | FACEROCK | 13 KV | HOLT1 | GEN
1356162432 | PPL | FACEROCK | 13 KV | HOLT10 | GEN
1356162430 | PPL | FACEROCK | 13 KV | HOLT11 | GEN
1356162442 | PPL | FACEROCK | 13 KV | HOLT13 | GEN
1356162436 | PPL | FACEROCK | 13 KV | HOLT18 | GEN
1356162435 | PPL | FACEROCK | 13 KV | HOLT19 | GEN
1356162439 | PPL | FACEROCK | 13 KV | HOLT2 | GEN
1356162433 | PPL | FACEROCK | 13 KV | HOLT3 | GEN
1356162437 | PPL | FACEROCK | 13 KV | HOLT4 | GEN
1356162443 | PPL | FACEROCK | 13 KV | HOLT5 | GEN
1356162440 | PPL | FACEROCK | 13 KV | HOLT6 | GEN
1356162441 | PPL | FACEROCK | 13 KV | HOLT7 | GEN
1356162434 | PPL | FACEROCK | 13 KV | HOLT8 | GEN
1356162438 | PPL | FACEROCK | 13 KV | HOLT9 | GEN
1356148282 | PPL | FACEROCK | 13 KV | SS1LOAD | LOAD
1356148281 | PPL | FACEROCK | 13 KV | SS2LOAD | LOAD
1356148283 | PPL | FACEROCK | 13 KV | SS3LOAD | LOAD
2156112347 | PPL | FACEROCK | 34.5 KV | HOLTWOSP | GEN
49092 | PPL | FACEROCK | 69 KV | KINZ14 | LOAD
2156111872 | PPL | FACTORYV | 69 KV | T1LOAD | LOAD
2156111380 | PPL | FIRSTQUA | 69 KV | T1LOAD | LOAD
2156111379 | PPL | FIRSTQUA | 69 KV | T2LOAD | LOAD
49093 | PPL | FISHBACH | 69 KV | BUS1 | LOAD
49094 | PPL | FISHBACH | 69 KV | BUS2 | LOAD
2156110120 | PPL | FISHBACH | 69 KV | FRACKLD | LOAD
2156110119 | PPL | FISHBACH | 69 KV | PIGRLOAD | LOAD
2156112231 | PPL | FRACKVIL | 69 KV | ALTALOAD | LOAD
50600 | PPL | FRACKVIL | 69 KV | GLBNUG | GEN
61482271 | PPL | FRACKVIL | 69 KV | LRIDGWF2 | GEN
2156115476 | PPL | FRACKVIL | 69 KV | MOWR1_LD | LOAD
2156115449 | PPL | FRACKVIL | 69 KV | MOWR2_LD | LOAD
2156110429 | PPL | FRACKVIL | 69 KV | ORWI1_LD | LOAD
50601 | PPL | FRACKVIL | 69 KV | SCENUG | GEN
2156113069 | PPL | FRANCONI | 69 KV | FRAN1_LD | LOAD
2156113004 | PPL | FRANCONI | 69 KV | FRAN2_LD | LOAD
1368996937 | PPL | FREEDOM2 | 24 KV | 11BBT01 | LOAD
1368996936 | PPL | FREEDOM2 | 24 KV | 21BBT01 | LOAD
1369011079 | PPL | FREEDOM2 | 24 KV | UNIT11 | GEN
1369011080 | PPL | FREEDOM2 | 24 KV | UNIT21 | GEN
1379245548 | PPL | FREEDOM2 | 500 KV |  | EHV
1097721313 | PPL | FREEMANS | 69 KV | T1 LOAD | LOAD
1097721314 | PPL | FREEMANS | 69 KV | T2 LOAD | LOAD
1183219216 | PPL | FRMRSVPL | 69 KV | TRAN1 | LOAD
1183219217 | PPL | FRMRSVPL | 69 KV | TRAN2 | LOAD
2156114114 | PPL | FRYCOMM4 | 69 KV | FRY4_LD | LOAD
98369871 | PPL | GILBERTT | 138 KV | LOAD1 | LOAD
74008597 | PPL | GILBERTT | 138 KV | LOAD2 | LOAD
1047928 | PPL | GLENVIEW | 13 KV | LOAD1 | LOAD
2156112765 | PPL | GOULDSBO | 69 KV | GOUL_LD | LOAD
2156115100 | PPL | GREATSTR | 69 KV | GRST1_LD | LOAD
2156114955 | PPL | GREATSTR | 69 KV | GRST2_LD | LOAD
2156113664 | PPL | GREENPAR | 69 KV | GRPA_LD | LOAD
2156112174 | PPL | GRNWDTP | 69 KV | GRWOLOAD | LOAD
2156112207 | PPL | GTI | 69 KV | GTI_LD1 | LOAD
2156112275 | PPL | GTI | 69 KV | GTI_LD2 | LOAD
2156115003 | PPL | HAMPDEN | 69 KV | HAMP1_LD | LOAD
2156115112 | PPL | HAMPDEN | 69 KV | HAMP2_LD | LOAD
1047929 | PPL | HANOVER | 13 KV | LOAD1 | LOAD
1047930 | PPL | HANOVER | 13 KV | LOAD2 | LOAD
1183219021 | PPL | HARRISBU | 69 KV | CAPA1 | LOAD
1183219024 | PPL | HARRISBU | 69 KV | CAPA2 | LOAD
50608 | PPL | HARRISBU | 69 KV | HMSNUG | GEN
50607 | PPL | HARRISBU | 69 KV | PACNUG | GEN
1183219022 | PPL | HARRISBU | 69 KV | TRAN1 | LOAD
1183219025 | PPL | HARRISBU | 69 KV | TRAN2 | LOAD
1183219023 | PPL | HARRISBU | 69 KV | TRAN3 | LOAD
1107277568 | PPL | HARRISBU | 69 KV | WSHR1 | LOAD
1107277569 | PPL | HARRISBU | 69 KV | WSHR2 | LOAD
2156113889 | PPL | HARTLAND | 69 KV | HART1_LD | LOAD
2156113874 | PPL | HARTLAND | 69 KV | HART2_LD | LOAD
1165467352 | PPL | HARWOOD | 69 KV | EHAZLE1 | LOAD
1165467353 | PPL | HARWOOD | 69 KV | EHAZLE2 | LOAD
50611 | PPL | HARWOOD | 69 KV | NEPNUG | GEN
1439639657 | PPL | HARWOOD | 69 KV | T1 | LOAD
2156111784 | PPL | HARWOOD | 69 KV | T2LOAD | LOAD
1439639656 | PPL | HARWOOD | 69 KV | T3 | LOAD
1348249954 | PPL | HARWOOD | 69 KV | VALMLD | LOAD
87901487 | PPL | HAUTO | 69 KV | T1 | LOAD
87901489 | PPL | HAUTO | 69 KV | T2 | LOAD
1132293196 | PPL | HAZELPL | 69 KV | HAZELFW | GEN
1132280967 | PPL | HAZELPL | 69 KV | STLD | LOAD
2156111775 | PPL | HIGHR_PL | 69 KV | T1LOAD | LOAD
2156111895 | PPL | HIGHR_PL | 69 KV | T2LOAD | LOAD
1097721325 | PPL | HOMERSCH | 69 KV | T1 | LOAD
1097721326 | PPL | HOMERSCH | 69 KV | T2 | LOAD
49103 | PPL | HOSENSAC | 69 KV | E_BUS | LOAD
49102 | PPL | HOSENSAC | 69 KV | W_BUS | LOAD
52455 | PPL | HOSENSACK | 500 KV |  | EHV
2156111385 | PPL | HOWMET | 69 KV | HOWM_LD1 | LOAD
2156111384 | PPL | HOWMET | 69 KV | HOWM_LD2 | LOAD
1666116225 | PPL | HUMMEL | 18 KV | CTG11 | GEN
1666116224 | PPL | HUMMEL | 18 KV | CTG12 | GEN
1666116223 | PPL | HUMMEL | 18 KV | CTG13 | GEN
1666097563 | PPL | HUMMEL | 18 KV | SS12 | LOAD
1666097562 | PPL | HUMMEL | 18 KV | SS13 | LOAD
1666116222 | PPL | HUMMEL | 22 KV | STG | GEN
1666739203 | PPL | HUMMEL | 500 KV |  | EHV
1084379267 | PPL | HUMMELST | 69 KV | COPPER1 | LOAD
1084379268 | PPL | HUMMELST | 69 KV | COPPER2 | LOAD
51520091 | PPL | HUMMELST | 69 KV | ELIZTOWN | GEN
1183219040 | PPL | HUMMELST | 69 KV | HERSHEY | LOAD
1183219041 | PPL | HUMMELST | 69 KV | SOUTHHER | LOAD
2156114277 | PPL | HUMMELSW | 69 KV | HUWH_LD | LOAD
1047921 | PPL | HUNLOCK | 13 KV | 13KVLOAD | LOAD
98370443 | PPL | HUNLOCK | 13 KV | HUNL_3ST | GEN
659771 | PPL | HUNLOCK | 13 KV | HUNL_4 | GEN
98370445 | PPL | HUNLOCK | 13 KV | HUNL_5CT | GEN
98370447 | PPL | HUNLOCK | 13 KV | HUNL_6CT | GEN
98369881 | PPL | HUNLOCK | 69 KV | SS LOAD | LOAD
1439639882 | PPL | HUNTSVIL | 13 KV | T1 | LOAD
1439639883 | PPL | HUNTSVIL | 13 KV | T2 | LOAD
1165467367 | PPL | JENKINS | 69 KV | RIVER1 | LOAD
1165467368 | PPL | JENKINS | 69 KV | RIVER2 | LOAD
1165467370 | PPL | JENKINS | 69 KV | SCRANTN1 | LOAD
1165467366 | PPL | JENKINS | 69 KV | SCRANTN2 | LOAD
2156111376 | PPL | JERSEYSH | 69 KV | T1LOAD | LOAD
2156111377 | PPL | JERSEYSH | 69 KV | T2LOAD | LOAD
2156111381 | PPL | JERSEYSS | 69 KV | JESTLOAD | LOAD
52457 | PPL | JUNIATA | 500 KV |  | EHV
2156113045 | PPL | JUNIATA | 69 KV | BUS1_LD | LOAD
2156113113 | PPL | JUNIATA | 69 KV | BUS3_LD | LOAD
2156113353 | PPL | JUNIATA | 69 KV | WALKERSP | GEN
1183219202 | PPL | KENMARTP | 69 KV | KEN1 | LOAD
1183219203 | PPL | KENMARTP | 69 KV | KEN2 | LOAD
2156111976 | PPL | KEYSTCEM | 69 KV | SUB1_LD1 | LOAD
2156112059 | PPL | KEYSTCEM | 69 KV | SUB1_LD2 | LOAD
2156112125 | PPL | KEYSTCEM | 69 KV | SUB2_LD1 | LOAD
2156112133 | PPL | KEYSTCEM | 69 KV | SUB2_LD2 | LOAD
1047932 | PPL | KING UGI | 13 KV | LOAD1 | LOAD
1047933 | PPL | KING UGI | 13 KV | LOAD2 | LOAD
1047934 | PPL | KOONSVIL | 13 KV | LOAD1 | LOAD
1047935 | PPL | KOONSVIL | 13 KV | LOAD2 | LOAD
1047936 | PPL | KUNKLE | 13 KV | LOAD1 | LOAD
1369011078 | PPL | LACKAENG | 24 KV | CTG1 | GEN
1369011076 | PPL | LACKAENG | 24 KV | CTG2 | GEN
1369011077 | PPL | LACKAENG | 24 KV | CTG3 | GEN
1368996933 | PPL | LACKAENG | 24 KV | XFR1-3 | LOAD
1368996932 | PPL | LACKAENG | 24 KV | XFR2-4 | LOAD
1356178179 | PPL | LACKAWAN | 500 KV |  | EHV
2156113631 | PPL | LACKAWAN | 69 KV | ECAR1_LD | LOAD
2156113727 | PPL | LACKAWAN | 69 KV | ECAR2_LD | LOAD
1048045 | PPL | LACKAWAN | 69 KV | ECARBON | GEN
2156113695 | PPL | LACKAWAN | 69 KV | GFLD_LD | LOAD
5021679 | PPL | LACKAWAN | 69 KV | KEYSTONE | GEN
2156113647 | PPL | LACKAWAN | 69 KV | POCO_LD | LOAD
2156113636 | PPL | LACKAWAN | 69 KV | SCRA1_LD | LOAD
2156113731 | PPL | LACKAWAN | 69 KV | SCRA2_LD | LOAD
2156113743 | PPL | LACKAWAN | 69 KV | VARD_LD | LOAD
2156112778 | PPL | LAKENAOM | 69 KV | LKNA1_LD | LOAD
2156112717 | PPL | LAKENAOM | 69 KV | LKNA2_LD | LOAD
1097721340 | PPL | LANARK | 69 KV | T1 | LOAD
1097721341 | PPL | LANARK | 69 KV | T2 | LOAD
61482155 | PPL | LANCAIRP | 138 KV | LAPR | LOAD
2156112393 | PPL | LANCWFIL | 69 KV | LWAFLOAD | LOAD
2156112505 | PPL | LANSFORD | 69 KV | LANSLOAD | LOAD
2156111378 | PPL | LARRYSCR | 69 KV | LACRLOAD | LOAD
2156114164 | PPL | LAURELPU | 69 KV | LAPU_LD | LOAD
2156112129 | PPL | LAURELTO | 69 KV | LAUR_LD | LOAD
2156112022 | PPL | LAURELTO | 69 KV | MFBG_LD | LOAD
1379245881 | PPL | LAUSCHTO | 500 KV |  | EHV
2041945565 | PPL | LAUSCHTO | 69 KV | BERKS1 | LOAD
2041945567 | PPL | LAUSCHTO | 69 KV | BERKS2 | LOAD
2156114569 | PPL | LAUSCHTO | 69 KV | HONEYBRK | GEN
1368996934 | PPL | LAUSCHTO | 69 KV | SAKRON1 | LOAD
1368996935 | PPL | LAUSCHTO | 69 KV | SAKRON2 | LOAD
1183219204 | PPL | LAWNTON | 69 KV | T3 | LOAD
1183219205 | PPL | LAWNTON | 69 KV | T4 | LOAD
61482157 | PPL | LEOLA | 138 KV | T1 | LOAD
61482159 | PPL | LEOLA | 138 KV | T2 | LOAD
2156112395 | PPL | LETORT | 69 KV | LETOLOAD | LOAD
2156114067 | PPL | LETORT | 69 KV | LETORT | GEN
2156114119 | PPL | LETORT | 69 KV | TURKEYWF | GEN
2156111375 | PPL | LEWISBRG | 69 KV | ALWDLOAD | LOAD
1268558220 | PPL | LEWISBRG | 69 KV | LOAD | LOAD
2156112185 | PPL | LIMESTON | 69 KV | LIME2_LD | LOAD
1047937 | PPL | LINC UGI | 13 KV | LOAD1 | LOAD
1047938 | PPL | LINC UGI | 13 KV | LOAD2 | LOAD
2156114653 | PPL | LINGLEST | 69 KV | LING1_LD | LOAD
2156114604 | PPL | LINGLEST | 69 KV | LING2_LD | LOAD
1439639693 | PPL | LOCKHAVE | 69 KV | FLEMING | LOAD
1348249991 | PPL | LOCKHAVE | 69 KV | FQLHLD | LOAD
51520093 | PPL | LOCKHAVE | 69 KV | LOGANTON | GEN
1348249990 | PPL | LOCKHAVE | 69 KV | RENOLD | LOAD
2156111373 | PPL | LOCKHAVE | 69 KV | T1LOAD | LOAD
2156111374 | PPL | LOCKHAVE | 69 KV | T2LOAD | LOAD
2156112240 | PPL | LOGANTON | 69 KV | LOGA1_LD | LOAD
2156112234 | PPL | LOGANTON | 69 KV | LOGA2_LD | LOAD
2156112972 | PPL | LONGPOND | 69 KV | LOPO_LD | LOAD
2156115492 | PPL | LONGPOND | 69 KV | SWIFTWSP | GEN
2156108939 | PPL | LOOMIS | 13 KV | LOAD1 | LOAD
2156108938 | PPL | LOOMIS | 13 KV | LOAD2 | LOAD
2041945256 | PPL | LYCOMING | 69 KV | HEPB1_LD | LOAD
2041945254 | PPL | LYCOMING | 69 KV | HEPB2_LD | LOAD
2041945258 | PPL | LYCOMING | 69 KV | WILL1_LD | LOAD
2041945252 | PPL | LYCOMING | 69 KV | WILL2_LD | LOAD
1097721354 | PPL | MACK | 69 KV | T1 | LOAD
1097721355 | PPL | MACK | 69 KV | T2 | LOAD
2156112157 | PPL | MAHONYCI | 69 KV | GIMALOAD | LOAD
2156112179 | PPL | MAHONYCI | 69 KV | LRIDGWF1 | GEN
2156112132 | PPL | MAHONYCI | 69 KV | MACILOAD | LOAD
2156112033 | PPL | MAHONYCI | 69 KV | PRIMLOAD | LOAD
2156110803 | PPL | MANOR | 69 KV | NBUSLOAD | LOAD
49125 | PPL | MANOR | 69 KV | RCP | LOAD
2156110802 | PPL | MANOR | 69 KV | SBUSLOAD | LOAD
2156114084 | PPL | MARTINSC | 18 KV | AUX1_LD | LOAD
2156114089 | PPL | MARTINSC | 18 KV | AUX2_LD | LOAD
31020653 | PPL | MARTINSC | 18 KV | LMB CC1 | GEN
31020649 | PPL | MARTINSC | 18 KV | LMB CT1 | GEN
31020651 | PPL | MARTINSC | 18 KV | LMB CT2 | GEN
49127 | PPL | MARTINSC | 230 KV | LOAD1 | LOAD
50621 | PPL | MARTINSC | 24 KV | UNIT03 | GEN
50622 | PPL | MARTINSC | 24 KV | UNIT04 | GEN
2156112075 | PPL | MCGVRNVL | 69 KV | KELG1_LD | LOAD
2156112031 | PPL | MCGVRNVL | 69 KV | KELG2_LD | LOAD
2156112233 | PPL | MCGVRNVL | 69 KV | LAND1_LD | LOAD
2156112289 | PPL | MCGVRNVL | 69 KV | LAND2_LD | LOAD
2156112116 | PPL | MCGVRNVL | 69 KV | MCGO2_LD | LOAD
2156112002 | PPL | MCGVRNVL | 69 KV | SISP_LD | LOAD
98369875 | PPL | MCMICHLS | 138 KV | LOAD1 | LOAD
74008599 | PPL | MCMICHLS | 138 KV | LOAD2 | LOAD
2155501842 | PPL | MECHANIC | 69 KV | T1LOAD | LOAD
2155501841 | PPL | MECHANIC | 69 KV | T2LOAD | LOAD
2156115504 | PPL | MIDDLBRG | 69 KV | MIDD | LOAD
2156111246 | PPL | MILLERSV | 69 KV | T1LOAD | LOAD
2156111247 | PPL | MILLERSV | 69 KV | T2LOAD | LOAD
2156114683 | PPL | MILLVIL2 | 69 KV | MVIL2_LD | LOAD
2156114391 | PPL | MILTON | 69 KV | COTTO3SP | GEN
2156113412 | PPL | MILTON | 69 KV | ECHILLSP | GEN
2155501827 | PPL | MILTON | 69 KV | LEW1LOAD | LOAD
2155501828 | PPL | MILTON | 69 KV | LEW2LOAD | LOAD
2156113250 | PPL | MILTON | 69 KV | NUMBERSP | GEN
2156113012 | PPL | MONTG_PL | 69 KV | MNTG1_LD | LOAD
65732041 | PPL | MONTOUR | 230 KV | T30 | LOAD
65732039 | PPL | MONTOUR | 230 KV | T40 | LOAD
49130 | PPL | MONTOUR | 230 KV | TR10 | LOAD
50628 | PPL | MONTOUR | 24 KV | UNIT01 | GEN
50629 | PPL | MONTOUR | 24 KV | UNIT02 | GEN
2156113048 | PPL | MOYER_PK | 69 KV | MOPK1_LD | LOAD
2156113077 | PPL | MOYER_PK | 69 KV | MOPK2_LD | LOAD
2155501837 | PPL | MT ALLEN | 69 KV | T1LOAD | LOAD
2155501836 | PPL | MT ALLEN | 69 KV | T2LOAD | LOAD
2156111878 | PPL | MTBETHEL | 69 KV | T1LOAD | LOAD
2156111863 | PPL | MTBETHEL | 69 KV | T2LOAD | LOAD
1666097558 | PPL | MTNEBO | 69 KV | LOAD | LOAD
2156112724 | PPL | MTPOCONO | 69 KV | MOPO1_LD | LOAD
2156112771 | PPL | MTPOCONO | 69 KV | MOPO2_LD | LOAD
2156112784 | PPL | N_COOLBA | 69 KV | NCOO_LD | LOAD
2156114085 | PPL | NAMPTON | 138 KV | AUX_LOAD | LOAD
50630 | PPL | NAMPTON | 138 KV | NUG | GEN
61482161 | PPL | NAMPTON | 138 KV | T1 | LOAD
61482163 | PPL | NAMPTON | 138 KV | T2 | LOAD
61482165 | PPL | NBRIDGEP | 138 KV | T1 | LOAD
61482167 | PPL | NBRIDGEP | 138 KV | T2 | LOAD
1123167132 | PPL | NEFFSVIL | 138 KV | T1 | LOAD
1123167133 | PPL | NEFFSVIL | 138 KV | T2 | LOAD
2156113027 | PPL | NEW_COLU | 69 KV | NAGY_LD | LOAD
2156112995 | PPL | NEW_COLU | 69 KV | NECO1_LD | LOAD
2156113071 | PPL | NEW_COLU | 69 KV | NECO2_LD | LOAD
2156114155 | PPL | NHARRISB | 69 KV | T1 | LOAD
2156114128 | PPL | NHARRISB | 69 KV | T2 | LOAD
106856735 | PPL | NSTRDSBG | 138 KV | LOAD | LOAD
106856737 | PPL | NSTRDSBG | 138 KV | LOAD2 | LOAD
2156111798 | PPL | OAKHILPL | 69 KV | OAHILOAD | LOAD
1183219209 | PPL | OBRLINPL | 69 KV | LOAD | LOAD
1348250125 | PPL | OBRLINPL | 69 KV | T1 | LOAD
1165467495 | PPL | OWENSILL | 69 KV | T1 | LOAD
2156108926 | PPL | OWENSILL | 69 KV | T2 | LOAD
2156112496 | PPL | PALMER_Z | 69 KV | PAZI1_LD | LOAD
2156112486 | PPL | PALMER_Z | 69 KV | PAZI2_LD | LOAD
2156112398 | PPL | PALMERTO | 69 KV | PALM1_LD | LOAD
2156112475 | PPL | PALMERTO | 69 KV | PALM2_LD | LOAD
2156111746 | PPL | PALOOKA | 69 KV | GEOR_LD1 | LOAD
2156111834 | PPL | PALOOKA | 69 KV | GEOR_LD2 | LOAD
1123167136 | PPL | PARKCITY | 138 KV | PARK | LOAD
1368996804 | PPL | PARKCITY | 138 KV | PARK2 | LOAD
1165467499 | PPL | PARRISPL | 69 KV | T1 | LOAD
1268571354 | PPL | PATRIOT1 | 23 KV | PAT10 | GEN
1268571353 | PPL | PATRIOT1 | 23 KV | PAT20 | GEN
1268558218 | PPL | PATRIOT1 | 23 KV | SSL10 | LOAD
1268558219 | PPL | PATRIOT1 | 23 KV | SSL20 | LOAD
1183219200 | PPL | PAUPACK | 69 KV | HONE1 | LOAD
1183219201 | PPL | PAUPACK | 69 KV | HONE2 | LOAD
2156114752 | PPL | PAXTON | 69 KV | PAXT3_LD | LOAD
2156114628 | PPL | PAXTON | 69 KV | PAXT4_LD | LOAD
2156112446 | PPL | PENN_SP | 69 KV | GREEN2SP | GEN
2156112467 | PPL | PENN_SP | 69 KV | GREENSP | GEN
2156115961 | PPL | PENNS | 69 KV | PENN_SP | GEN
2156115996 | PPL | PENNS | 69 KV | PENNS_LD | LOAD
2156114908 | PPL | PLASTICV | 69 KV | PLAS_LD | LOAD
1047939 | PPL | PLYM UGI | 13 KV | LOAD1 | LOAD
1047940 | PPL | PLYM UGI | 13 KV | LOAD2 | LOAD
1348250150 | PPL | POCONO | 69 KV | BLMG | LOAD
1348250149 | PPL | POCONO | 69 KV | LKWN | LOAD
2156112956 | PPL | POCONO_F | 69 KV | POFA1_LD | LOAD
2156112708 | PPL | POCONO_F | 69 KV | POFA2_LD | LOAD
2156110122 | PPL | POINT1 | 69 KV | T1_LOAD | LOAD
2156110123 | PPL | POINT1 | 69 KV | T2_LOAD | LOAD
1047925 | PPL | POPETALB | 69 KV | POTA LD | LOAD
1097732679 | PPL | PORTCRBN | 69 KV | ESTNRWSP | GEN
1097721379 | PPL | PORTCRBN | 69 KV | LOAD1 | LOAD
61482169 | PPL | PRINCEPL | 138 KV | T1 | LOAD
61482171 | PPL | PRINCEPL | 138 KV | T2 | LOAD
61482173 | PPL | PRINCEPL | 138 KV | T3 | LOAD
61482175 | PPL | PRINCEPL | 138 KV | T4 | LOAD
2156108930 | PPL | PRODUCTS | 69 KV | PROD LD | LOAD
2156114606 | PPL | PROGRES2 | 69 KV | PROG1_LD | LOAD
2156114738 | PPL | PROGRES2 | 69 KV | PROG2_LD | LOAD
2156113112 | PPL | QUAK_PL | 69 KV | QUAK1_LD | LOAD
2156113026 | PPL | QUAK_PL | 69 KV | QUAK2_LD | LOAD
1368996813 | PPL | QUARRY | 69 KV | AIRCO | LOAD
44460859 | PPL | QUARRY | 69 KV | FREEMANS | GEN
1097721384 | PPL | QUARRY | 69 KV | SAND1 | LOAD
1097721385 | PPL | QUARRY | 69 KV | SAND2 | LOAD
1368996814 | PPL | QUARRY | 69 KV | SIEGFRD1 | LOAD
1368996815 | PPL | QUARRY | 69 KV | SIEGFRD2 | LOAD
2156114148 | PPL | RALSTON | 69 KV | FRY3_LD | LOAD
2156114104 | PPL | RALSTON | 69 KV | RALS_LD | LOAD
1097721303 | PPL | READANCT | 69 KV | LOAD1 | LOAD
123900895 | PPL | REDFRONT | 115 KV | TRAN1 | LOAD
2156113001 | PPL | RICH_PL | 69 KV | RICH1_LD | LOAD
2156113051 | PPL | RICH_PL | 69 KV | RICH2_LD | LOAD
2156113024 | PPL | RIDGRDPL | 69 KV | PERK1_LD | LOAD
2156113006 | PPL | RIDGRDPL | 69 KV | PERK2_LD | LOAD
2156113090 | PPL | RIDGRDPL | 69 KV | RIRO1_LD | LOAD
2156112996 | PPL | RIDGRDPL | 69 KV | RIRO2_LD | LOAD
2156114546 | PPL | ROHRSBUR | 69 KV | ROHR1_LD | LOAD
2156114592 | PPL | ROHRSBUR | 69 KV | ROHRSBSP | GEN
61482177 | PPL | ROHRSTOW | 138 KV | T1 | LOAD
61482179 | PPL | ROHRSTOW | 138 KV | T2 | LOAD
1338416813 | PPL | ROSEVILL | 138 KV | LOAD2 | LOAD
1123167151 | PPL | ROSEVILL | 138 KV | ROSE | LOAD
2155501832 | PPL | ROSSMOYN | 69 KV | T1LOAD | LOAD
2155501833 | PPL | ROSSMOYN | 69 KV | T2LOAD | LOAD
1183219206 | PPL | RUTHFORD | 69 KV | LOAD | LOAD
61482183 | PPL | S WHI | 138 KV | T1 | LOAD
61482185 | PPL | S WHI | 138 KV | T2 | LOAD
2156113081 | PPL | S_MILTON | 69 KV | SMIL1_LD | LOAD
2156113017 | PPL | S_MILTON | 69 KV | SMIL2_LD | LOAD
49140 | PPL | SAFEHARB | 13 KV | 25CYCL | LOAD
49139 | PPL | SAFEHARB | 13 KV | TRAN_A | LOAD
50639 | PPL | SAFEHARB | 13 KV | UNIT1 | GEN
50636 | PPL | SAFEHARB | 13 KV | UNIT10 | GEN
50637 | PPL | SAFEHARB | 13 KV | UNIT11 | GEN
50638 | PPL | SAFEHARB | 13 KV | UNIT12 | GEN
50640 | PPL | SAFEHARB | 13 KV | UNIT2 | GEN
50641 | PPL | SAFEHARB | 13 KV | UNIT3 | GEN
50642 | PPL | SAFEHARB | 13 KV | UNIT4 | GEN
50643 | PPL | SAFEHARB | 13 KV | UNIT5 | GEN
50644 | PPL | SAFEHARB | 13 KV | UNIT6 | GEN
50645 | PPL | SAFEHARB | 13 KV | UNIT7 | GEN
50634 | PPL | SAFEHARB | 13 KV | UNIT8 | GEN
50635 | PPL | SAFEHARB | 13 KV | UNIT9 | GEN
2156114729 | PPL | SAKRON | 69 KV | BERK1_LD | LOAD
2156114572 | PPL | SAKRON | 69 KV | BERK2_LD | LOAD
2156114533 | PPL | SAKRON | 69 KV | EARL_LD | LOAD
2156114686 | PPL | SAKRON | 69 KV | LAUS1_LD | LOAD
2156114786 | PPL | SAKRON | 69 KV | LAUS2_LD | LOAD
2156114647 | PPL | SAKRON | 69 KV | SMAN3_LD | LOAD
2156114548 | PPL | SAKRON | 69 KV | T1_LD | LOAD
2156114603 | PPL | SAKRON | 69 KV | T2_LD | LOAD
1165467502 | PPL | SALEMPL | 69 KV | T1 | LOAD
1097721397 | PPL | SALISBPL | 69 KV | T1 | LOAD
1097721398 | PPL | SALISBPL | 69 KV | T2 | LOAD
1097721399 | PPL | SALLENTP | 69 KV | LOAD1 | LOAD
2156112748 | PPL | SANOFI_P | 69 KV | SANO1_LD | LOAD
2156112822 | PPL | SANOFI_P | 69 KV | SANO2_LD | LOAD
61482187 | PPL | SCHNCKVL | 138 KV | T1 | LOAD
61482189 | PPL | SCHNCKVL | 138 KV | T2 | LOAD
2156108932 | PPL | SCOTTPL | 69 KV | SCOT1 LD | LOAD
2156108931 | PPL | SCOTTPL | 69 KV | SCOT2 LD | LOAD
1097721402 | PPL | SEIDERVL | 69 KV | T1 | LOAD
1097721403 | PPL | SEIDERVL | 69 KV | T2 | LOAD
2156115524 | PPL | SELINGRV | 69 KV | SELI | LOAD
2156112993 | PPL | SELLERSV | 69 KV | SELL1_LD | LOAD
2156113101 | PPL | SELLERSV | 69 KV | SELL2_LD | LOAD
1183219215 | PPL | SFARMERS | 69 KV | T1 | LOAD
2156114302 | PPL | SFARMERS | 69 KV | T2 | LOAD
2155501834 | PPL | SHEELYLN | 69 KV | CUST1_LD | LOAD
2155501835 | PPL | SHEELYLN | 69 KV | CUST2_LD | LOAD
2156112212 | PPL | SHENAND | 69 KV | KEANLOAD | LOAD
2156112066 | PPL | SHENAND | 69 KV | T1LOAD | LOAD
2156112128 | PPL | SHENAND | 69 KV | T2LOAD | LOAD
2156113570 | PPL | SHERMAND | 69 KV | SDLE_LD | LOAD
2156113720 | PPL | SHERMAND | 69 KV | SSHE_LD | LOAD
1379247407 | PPL | SHICKSHI | 500 KV |  | EHV
1775808002 | PPL | SIEGFRIE | 69 KV | MICK1 | LOAD
1775808000 | PPL | SIEGFRIE | 69 KV | MICK2 | LOAD
1775807999 | PPL | SIEGFRIE | 69 KV | QUAR1 | LOAD
1775808001 | PPL | SIEGFRIE | 69 KV | QUAR2 | LOAD
2156110805 | PPL | SMANHEIM | 69 KV | LAVI_LD | LOAD
2156110804 | PPL | SMANHEIM | 69 KV | SAKR3_LD | LOAD
2155501843 | PPL | SOMECH | 69 KV | T1LOAD | LOAD
2155501831 | PPL | SPORTING | 69 KV | TR1LOAD | LOAD
2155501830 | PPL | SPORTING | 69 KV | TR2LOAD | LOAD
1132281059 | PPL | SPRNGFLD | 69 KV | COOP1 | LOAD
2156112507 | PPL | SSLATING | 69 KV | SSL1LOAD | LOAD
2156112368 | PPL | SSLATING | 69 KV | SSL2LOAD | LOAD
2156113901 | PPL | ST_JOHNS | 69 KV | SAJO1_LD | LOAD
2156113918 | PPL | ST_JOHNS | 69 KV | SAJO2_LD | LOAD
49154 | PPL | STANTON | 69 KV | BUS1 | LOAD
49155 | PPL | STANTON | 69 KV | BUS3 | LOAD
21601864 | PPL | STEELCITY | 500 KV |  | EHV
2156113988 | PPL | STEELCTY | 13 KV | AUXLOAD1 | LOAD
2156113959 | PPL | STEELCTY | 13 KV | AUXLOAD5 | LOAD
5021694 | PPL | STEELCTY | 13 KV | BETH CT1 | GEN
5021695 | PPL | STEELCTY | 13 KV | BETH CT2 | GEN
5021696 | PPL | STEELCTY | 13 KV | BETH CT3 | GEN
5021698 | PPL | STEELCTY | 13 KV | BETH CT5 | GEN
5021699 | PPL | STEELCTY | 13 KV | BETH CT6 | GEN
32947155 | PPL | STEELCTY | 13 KV | BETH CT7 | GEN
2156113950 | PPL | STEELCTY | 18 KV | AUXLOAD8 | LOAD
32947157 | PPL | STEELCTY | 18 KV | BETH 4CC | GEN
32947159 | PPL | STEELCTY | 18 KV | BETH 8CC | GEN
49156 | PPL | STEELTON | 230 KV | TRAN_1 | LOAD
49158 | PPL | STEELTON | 230 KV | TRAN_2 | LOAD
49157 | PPL | STEELTON | 230 KV | TRAN_3 | LOAD
106856739 | PPL | STRDSBG | 138 KV | LOAD1 | LOAD
106856741 | PPL | STRDSBG | 138 KV | LOAD2 | LOAD
21601640 | PPL | SULLIVPL | 69 KV | LOAD1 | LOAD
1775808124 | PPL | SUMMITPL | 69 KV | BROOLOAD | LOAD
1775808126 | PPL | SUMMITPL | 69 KV | MORGLOAD | LOAD
1775808121 | PPL | SUMMITPL | 69 KV | PRO1LOAD | LOAD
1775808122 | PPL | SUMMITPL | 69 KV | PRO2LOAD | LOAD
1775808125 | PPL | SUMMITPL | 69 KV | STA1LOAD | LOAD
1775808123 | PPL | SUMMITPL | 69 KV | STA2LOAD | LOAD
61482191 | PPL | SUMNER | 138 KV | T1 | LOAD
61482193 | PPL | SUMNER | 138 KV | T2 | LOAD
49159 | PPL | SUNBURY | 12 KV | COTULD | LOAD
1048048 | PPL | SUNBURY | 12 KV | CT 1-2 | GEN
52466 | PPL | SUNBURY | 500 KV |  | EHV
1869174842 | PPL | SUNBURY | 69 KV | DAUP_LD | LOAD
50653 | PPL | SUNBURY | 69 KV | DIES | GEN
1869174840 | PPL | SUNBURY | 69 KV | FAIR_LD | LOAD
2156114131 | PPL | SUNBURY | 69 KV | HAMI_LD | LOAD
1869174833 | PPL | SUNBURY | 69 KV | HUNT_LD | LOAD
1869174838 | PPL | SUNBURY | 69 KV | REED_LD | LOAD
1869174837 | PPL | SUNBURY | 69 KV | TR20_LD | LOAD
49166 | PPL | SUSQT10 | 230 KV | T10 | LOAD
49165 | PPL | SUSQUEHA | 230 KV | TRAN20 | LOAD
67719505 | PPL | SUSQUEHA | 24 KV | T11 | LOAD
67719509 | PPL | SUSQUEHA | 24 KV | T12 | LOAD
50654 | PPL | SUSQUEHA | 24 KV | UNIT01 | GEN
50655 | PPL | SUSQUEHA | 24 KV | UNIT02 | GEN
2156113044 | PPL | SUSQUEHA | 69 KV | LOAD1 | LOAD
2156113025 | PPL | SUSQUEHA | 69 KV | LOAD2 | LOAD
2156113064 | PPL | SUSQUEHA | 69 KV | LOAD3 | LOAD
2156113047 | PPL | SUSQUEHA | 69 KV | LOAD4 | LOAD
52467 | PPL | SUSQUEHANNA | 500 KV |  | EHV
1183219214 | PPL | SWATARA | 69 KV | TRAN | LOAD
1047941 | PPL | SWOYERSV | 13 KV | LOAD1 | LOAD
1047942 | PPL | SWOYERSV | 13 KV | LOAD2 | LOAD
2156112069 | PPL | TAMANEND | 69 KV | T1LOAD | LOAD
2156112176 | PPL | TAMANEND | 69 KV | T3LOAD | LOAD
61482181 | PPL | TANNERSV | 138 KV | T1 | LOAD
98369877 | PPL | TANNERSV | 138 KV | T2 | LOAD
2156113110 | PPL | TELEFORD | 69 KV | TELF_LD | LOAD
2156112800 | PPL | TOBYHANN | 69 KV | TOBY1_LD | LOAD
2156112973 | PPL | TOBYHANN | 69 KV | TOBY2_LD | LOAD
2156112481 | PPL | TREICHLE | 69 KV | TR12LOAD | LOAD
2156113099 | PPL | TRUMBAUE | 69 KV | TRUM2_LD | LOAD
2156112189 | PPL | TUSCAROR | 69 KV | REYNLOAD | LOAD
2156112181 | PPL | TUSCAROR | 69 KV | TUSCLOAD | LOAD
2156112293 | PPL | UNIVERPL | 69 KV | UNIV_LD1 | LOAD
2156112162 | PPL | UNIVERPL | 69 KV | UNIV_LD2 | LOAD
2156114669 | PPL | USGYPSU2 | 69 KV | USGYP_LD | LOAD
2156113943 | PPL | VALMONT | 69 KV | VALM2_LD | LOAD
2156112764 | PPL | WAGNERS | 69 KV | WAGN1_LD | LOAD
2156112712 | PPL | WAGNERS | 69 KV | WAGN2_LD | LOAD
135388653 | PPL | WAKEFIPL | 69 KV | WAKE LD | LOAD
1097721442 | PPL | WALLENTN | 69 KV | T1 | LOAD
1097721443 | PPL | WALLENTN | 69 KV | T2 | LOAD
2156113056 | PPL | WATSONPL | 69 KV | MOPU_LD | LOAD
2156112997 | PPL | WATSONPL | 69 KV | WATS_LD | LOAD
2156108928 | PPL | WBERWICK | 69 KV | WBER LD | LOAD
2156114451 | PPL | WBLOOMSB | 69 KV | COTTO9SP | GEN
2156112951 | PPL | WBLOOMSB | 69 KV | WBLO_LD | LOAD
2041945641 | PPL | WCARLTAP | 69 KV | NEKI LD | LOAD
2156114163 | PPL | WCARLTAP | 69 KV | WCAR1_LD | LOAD
2041945646 | PPL | WCARLTAP | 69 KV | WCAR2 LD | LOAD
2155501839 | PPL | WERTZVIL | 69 KV | T1LOAD | LOAD
2155501838 | PPL | WERTZVIL | 69 KV | T2LOAD | LOAD
1097721436 | PPL | WESCOSVI | 69 KV | T1 | LOAD
1097721437 | PPL | WESCOSVI | 69 KV | T2 | LOAD
1097721438 | PPL | WESCOSVI | 69 KV | T3 | LOAD
1097721439 | PPL | WESCOSVI | 69 KV | T4 | LOAD
52470 | PPL | WESCOSVL | 500 KV |  | EHV
2156111244 | PPL | WESTLANC | 69 KV | T1LOAD | LOAD
2156111245 | PPL | WESTLANC | 69 KV | T2LOAD | LOAD
2156111248 | PPL | WESTWILL | 69 KV | T1LOAD | LOAD
2156111249 | PPL | WESTWILL | 69 KV | T2LOAD | LOAD
2156108927 | PPL | WILKBARR | 69 KV | T1 | LOAD
1165467498 | PPL | WILKBARR | 69 KV | T2 | LOAD
1165467500 | PPL | WILLSTAP | 69 KV | HUMBOLD1 | LOAD
1165467501 | PPL | WILLSTAP | 69 KV | HUMBOLD2 | LOAD
2156114610 | PPL | WINDSOR | 69 KV | WIND1_LD | LOAD
2156114640 | PPL | WINDSOR | 69 KV | WIND2_LD | LOAD
2156111383 | PPL | WOOLRICH | 69 KV | WOOL_LD1 | LOAD
2156111382 | PPL | WOOLRICH | 69 KV | WOOL_LD2 | LOAD
2156113930 | PPL | WRIGHT_T | 69 KV | WRTP1_LD | LOAD
2156113884 | PPL | WRIGHT_T | 69 KV | WRTP2_LD | LOAD
1107277726 | PPL | WSHORE | 69 KV | HARR1 | LOAD
1107277729 | PPL | WSHORE | 69 KV | HARR2 | LOAD
1107277728 | PPL | WSHORE | 69 KV | WHHI1 | LOAD
1107277731 | PPL | WSHORE | 69 KV | WHHI2 | LOAD
2156113672 | PSEG | 14STREET | 69 KV | 69-1LD | LOAD
2156113579 | PSEG | 14STREET | 69 KV | 69-2LD | LOAD
2156113578 | PSEG | 14STREET | 69 KV | 69-3LD | LOAD
2156113633 | PSEG | 14STREET | 69 KV | T1LD | LOAD
2156113738 | PSEG | 14STREET | 69 KV | T2LD | LOAD
21601618 | PSEG | ADAMS | 13 KV | LOAD1 | LOAD
21601619 | PSEG | ADAMS | 13 KV | LOAD2 | LOAD
50389 | PSEG | ALDENE | 13 KV | SK NUG | GEN
2041942132 | PSEG | ALDENE | 230 KV | 220-3LD | LOAD
106856849 | PSEG | ALDENE | 230 KV | ALDENESP | GEN
48592 | PSEG | ALDENE | 230 KV | T-10 | LOAD
48593 | PSEG | ALDENE | 230 KV | T-20 | LOAD
74008579 | PSEG | ALDENE | 230 KV | T220-1 | LOAD
1248978380 | PSEG | ALDENE | 230 KV | T220-2 | LOAD
48594 | PSEG | ATHENIA | 26 KV | AB GRP | LOAD
2156109423 | PSEG | ATHENIA | 26 KV | ATHENISP | GEN
2156111001 | PSEG | ATHENIA | 26 KV | GRFALLUN | GEN
48596 | PSEG | ATHENIA | 26 KV | IM GRP | LOAD
48595 | PSEG | ATHENIA | 26 KV | OU GRP | LOAD
1356147532 | PSEG | ATHENIA | 26 KV | T4 | LOAD
1869174059 | PSEG | BARCLAYS | 69 KV | TALD | LOAD
1869174058 | PSEG | BARCLAYS | 69 KV | TBLD | LOAD
119118151 | PSEG | BAYONNE | 138 KV | BAYON2SP | GEN
106856851 | PSEG | BAYONNE | 138 KV | BAYONNSP | GEN
1084378552 | PSEG | BAYONNE | 138 KV | T10-LOAD | LOAD
1084378553 | PSEG | BAYONNE | 138 KV | T40-LOAD | LOAD
2156109283 | PSEG | BAYONNE | 26 KV | 1_LOAD | LOAD
2156109284 | PSEG | BAYONNE | 26 KV | 2_LOAD | LOAD
1666096151 | PSEG | BAYONNE | 345 KV | T-20 | LOAD
1666096149 | PSEG | BAYONNE | 345 KV | T-30 | LOAD
1368995966 | PSEG | BAYWAY | 345 KV | 345-1 | LOAD
1368995967 | PSEG | BAYWAY | 345 KV | 345-2 | LOAD
1368995968 | PSEG | BAYWAY | 345 KV | 345-3 | LOAD
106856891 | PSEG | BEAVERBR | 230 KV | BEAVBRSP | GEN
1248991831 | PSEG | BEAVERBR | 230 KV | KINSL2SP | GEN
48751 | PSEG | BEAVERBR | 230 KV | T-1 | LOAD
48752 | PSEG | BEAVERBR | 230 KV | T-2 | LOAD
2041943687 | PSEG | BELLEMDT | 69 KV | BELLMEAD | LOAD
48603 | PSEG | BELLEVIL | 230 KV | 26KV | LOAD
48604 | PSEG | BELLEVIL | 230 KV | 26KV-2 | LOAD
112586147 | PSEG | BELLEVIL | 230 KV | BELLEVSP | GEN
48605 | PSEG | BENNETTS | 230 KV | 13KV | LOAD
48606 | PSEG | BENNETTS | 230 KV | 13KV-2 | LOAD
119118153 | PSEG | BENNETTS | 230 KV | BENNETSP | GEN
2156113457 | PSEG | BERGEN | 13 KV | CC11 | GEN
2156113488 | PSEG | BERGEN | 13 KV | CC12 | GEN
2156113284 | PSEG | BERGEN | 13 KV | CC13 | GEN
2156113262 | PSEG | BERGEN | 13 KV | CC14 | GEN
5021665 | PSEG | BERGEN | 18 KV | 2001 STM | GEN
5021666 | PSEG | BERGEN | 18 KV | 2101 CT1 | GEN
5021667 | PSEG | BERGEN | 18 KV | 2202 CT2 | GEN
50401 | PSEG | BERGEN | 18 KV | UNIT 1 | GEN
41935329 | PSEG | BERGEN | 230 KV | 13KV-1 | LOAD
41935331 | PSEG | BERGEN | 230 KV | 13KV-2 | LOAD
41935333 | PSEG | BERGEN | 230 KV | 13KV-3 | LOAD
41935335 | PSEG | BERGEN | 230 KV | 13KV-4 | LOAD
83734231 | PSEG | BERGEN | 26 KV | 26KV-1 | LOAD
83734233 | PSEG | BERGEN | 26 KV | 26KV-2 | LOAD
83734235 | PSEG | BERGEN | 26 KV | 26KV-3 | LOAD
2156116058 | PSEG | BERGEN | 69 KV | M17_MOBL | LOAD
1107276870 | PSEG | BERGENFI | 230 KV | T1-LOAD | LOAD
1107276869 | PSEG | BERGENFI | 230 KV | T2-LOAD | LOAD
1666096442 | PSEG | BRANCBRK | 69 KV | T-1 | LOAD
1666096441 | PSEG | BRANCBRK | 69 KV | T-2 | LOAD
52444 | PSEG | BRANCHBURG | 500 KV |  | EHV
48614 | PSEG | BRIDGEWA | 230 KV | 13KV | LOAD
48615 | PSEG | BRIDGEWA | 230 KV | 13KV-2 | LOAD
48612 | PSEG | BRIDGEWA | 230 KV | 26KV | LOAD
48613 | PSEG | BRIDGEWA | 230 KV | 26KV-2 | LOAD
1084390175 | PSEG | BRIDGEWA | 230 KV | BRIDGSP | GEN
106856853 | PSEG | BRIDGEWA | 230 KV | CENTRLSP | GEN
50403 | PSEG | BRUNSWIC | 13 KV | EDGEBORO | GEN
1338415994 | PSEG | BRUNSWIC | 230 KV | T-10 | LOAD
45565781 | PSEG | BRUNSWIC | 230 KV | T20 | LOAD
41935337 | PSEG | BRUNSWIC | 26 KV | 26KV-A | LOAD
41935339 | PSEG | BRUNSWIC | 26 KV | 26KV-B | LOAD
2156109424 | PSEG | BRUNSWIC | 26 KV | BRUNSWSP | GEN
2156109425 | PSEG | BRUNSWIC | 26 KV | MIDDL2SP | GEN
93353953 | PSEG | BRUNSWIC | 26 KV | MIDDLESP | GEN
1439656210 | PSEG | BRUNSWIC | 26 KV | NEWRDSP | GEN
93142 | PSEG | BURLINGT | 13 KV | UNIT121 | GEN
93143 | PSEG | BURLINGT | 13 KV | UNIT122 | GEN
93144 | PSEG | BURLINGT | 13 KV | UNIT123 | GEN
93145 | PSEG | BURLINGT | 13 KV | UNIT124 | GEN
1869174088 | PSEG | BURLINGT | 230 KV | 230-10LD | LOAD
1165479555 | PSEG | BURLINGT | 230 KV | BURLINSP | GEN
1165479554 | PSEG | BURLINGT | 230 KV | WPEMBESP | GEN
1305129844 | PSEG | BURLINGT | 26 KV | BRIGTNSP | GEN
2156112855 | PSEG | BURLINGT | 26 KV | BURLBS | GEN
1348263414 | PSEG | BURLINGT | 26 KV | CEDARSP | GEN
1207060705 | PSEG | BURLINGT | 26 KV | LOAD2 | LOAD
1207060704 | PSEG | BURLINGT | 26 KV | LOAD3 | LOAD
1084390333 | PSEG | BURLINGT | 26 KV | SFIELDSP | GEN
2156112389 | PSEG | BUSTLETO | 13 KV | BUSTSP | GEN
2156111319 | PSEG | BUSTLETO | 13 KV | GHLF | GEN
2156111229 | PSEG | BUSTLETO | 13 KV | T1LD | LOAD
2156111228 | PSEG | BUSTLETO | 13 KV | T2LD | LOAD
2156113870 | PSEG | CAMDEN | 26 KV | 220-1LD | LOAD
2156113989 | PSEG | CAMDEN | 26 KV | 220-2LD | LOAD
2156113977 | PSEG | CAMDEN | 26 KV | 220-3LD | LOAD
2156113871 | PSEG | CAMDEN | 26 KV | CAMDENSP | GEN
2156113880 | PSEG | CAMDEN | 26 KV | PENNSAUK | GEN
2156113868 | PSEG | CAMDEN | 26 KV | RIVERRSP | GEN
2156114018 | PSEG | CAMDEN | 26 KV | TAYLA1SP | GEN
2041943129 | PSEG | CAMDEN | 69 KV | T-1LOAD | LOAD
2156109875 | PSEG | CAMDEN | 69 KV | T2LOAD | LOAD
50476 | PSEG | CAMDENGN | 13 KV | CMDN#1 | GEN
50477 | PSEG | CAMDENGN | 13 KV | CMDN#2 | GEN
2041943555 | PSEG | CAMDENIM | 69 KV | T1LD | LOAD
2041943559 | PSEG | CAMDENIM | 69 KV | T2LD | LOAD
2155501816 | PSEG | CARLSTAD | 69 KV | 69-1 | LOAD
2155501818 | PSEG | CARLSTAD | 69 KV | 69-2 | LOAD
1165466788 | PSEG | CARLSTAD | 69 KV | LOAD1 | LOAD
1165466789 | PSEG | CARLSTAD | 69 KV | LOAD2 | LOAD
2041943627 | PSEG | CBR_LAW | 69 KV | T1LD | LOAD
2041943618 | PSEG | CBR_LAW | 69 KV | T2LD | LOAD
2156109426 | PSEG | CEDARGRO | 69 KV | CEDARGSP | GEN
1084378594 | PSEG | CEDARSUB | 230 KV | T-1 | LOAD
1084378595 | PSEG | CEDARSUB | 230 KV | T-2 | LOAD
2156110110 | PSEG | CHESTERF | 230 KV | T-1 | LOAD
1165479564 | PSEG | CINNAMIN | 230 KV | CINNAMSP | GEN
1165479565 | PSEG | CINNAMIN | 230 KV | MOORETSP | GEN
1552843198 | PSEG | CINNAMIN | 230 KV | PENSA3SP | GEN
1107277062 | PSEG | CINNAMIN | 230 KV | T10-LOAD | LOAD
1165466820 | PSEG | CINNAMIN | 230 KV | T20-LOAD | LOAD
1107277063 | PSEG | CINNAMIN | 230 KV | T30-LOAD | LOAD
1165466821 | PSEG | CINNAMIN | 230 KV | T40-LOAD | LOAD
2041943552 | PSEG | CJN | 69 KV | T1LD | LOAD
2041943546 | PSEG | CJN | 69 KV | T2LD | LOAD
106856899 | PSEG | CLARKSVI | 230 KV | CLARKSP | GEN
48765 | PSEG | CLARKSVI | 230 KV | T-1 | LOAD
48766 | PSEG | CLARKSVI | 230 KV | T-2 | LOAD
1318129868 | PSEG | CLARKSVI | 230 KV | T3 | LOAD
1318129867 | PSEG | CLARKSVI | 230 KV | T4 | LOAD
2156110107 | PSEG | CLAYSTR | 69 KV | T-1LD | LOAD
2156110109 | PSEG | CLAYSTR | 69 KV | T-2LD | LOAD
2156110108 | PSEG | CLAYSTR | 69 KV | T-3LD | LOAD
48621 | PSEG | CLIF PS | 230 KV | T-1 | LOAD
48622 | PSEG | CLIF PS | 230 KV | T-2 | LOAD
93353959 | PSEG | COOKRD | 13 KV | COOKSP | GEN
21601622 | PSEG | COOKRD | 13 KV | LOAD1 | LOAD
21601624 | PSEG | COOKRD | 13 KV | LOAD3 | LOAD
1075453569 | PSEG | COOKRD | 13 KV | MONTGBIO | GEN
119118155 | PSEG | COOKRD | 230 KV | COOKPTSP | GEN
1183218270 | PSEG | COOKRD | 230 KV | T2_LD | LOAD
1183218269 | PSEG | COOKRD | 230 KV | T4_LD | LOAD
106856901 | PSEG | COXSCORN | 230 KV | COXSCOSP | GEN
123900885 | PSEG | COXSCORN | 230 KV | T-1 | LOAD
41935373 | PSEG | COXSCORN | 230 KV | T-2 | LOAD
2156111320 | PSEG | CROSSWIC | 13 KV | CROSS1SP | GEN
2156111322 | PSEG | CROSSWIC | 13 KV | CROSS2SP | GEN
2156111321 | PSEG | CROSSWIC | 13 KV | CROSS3DS | GEN
2156111230 | PSEG | CROSSWIC | 13 KV | T1LD | LOAD
2156111231 | PSEG | CROSSWIC | 13 KV | T2LD | LOAD
2041943592 | PSEG | CSQ_HOPE | 69 KV | T1LD | LOAD
2041943584 | PSEG | CSQ_HOPE | 69 KV | T2LD | LOAD
2041943589 | PSEG | CSQ_HOPE | 69 KV | T3LD | LOAD
106856903 | PSEG | CUTHBERT | 138 KV | CUTHBSP | GEN
1165466839 | PSEG | CUTHBERT | 230 KV | T10LD | LOAD
1165466836 | PSEG | CUTHBERT | 230 KV | T20LD | LOAD
1165466837 | PSEG | CUTHBERT | 230 KV | T30LD | LOAD
1165466838 | PSEG | CUTHBERT | 230 KV | T40LD | LOAD
1552824203 | PSEG | DEANS | 230 KV | LOAD | LOAD
52451 | PSEG | DEANS | 500 KV |  | EHV
2041943567 | PSEG | DELAIR | 69 KV | T1LD | LOAD
2041943564 | PSEG | DELAIR | 69 KV | T2LD | LOAD
1084390354 | PSEG | DEPTFORD | 230 KV | DELSEASP | GEN
106856905 | PSEG | DEPTFORD | 230 KV | DEPTFDSP | GEN
1268571042 | PSEG | DEPTFORD | 230 KV | KINSL1SP | GEN
48773 | PSEG | DEPTFORD | 230 KV | T-1 | LOAD
48774 | PSEG | DEPTFORD | 230 KV | T-2 | LOAD
119117421 | PSEG | DEPTFORD | 230 KV | T-3 | LOAD
119117423 | PSEG | DEPTFORD | 230 KV | T-4 | LOAD
2156111608 | PSEG | DEVILSBR | 13 KV | BLKRCKSP | GEN
93353961 | PSEG | DEVILSBR | 13 KV | CRANB1SP | GEN
93353963 | PSEG | DEVILSBR | 13 KV | CRANB2SP | GEN
2156111607 | PSEG | DEVILSBR | 13 KV | DEVILSSP | GEN
2156111364 | PSEG | DEVILSBR | 13 KV | T1LD | LOAD
2156111365 | PSEG | DEVILSBR | 13 KV | T2LD | LOAD
106856861 | PSEG | DOREMUSP | 138 KV | DOREMUSP | GEN
1067168057 | PSEG | DOREMUSP | 138 KV | FOODBKSP | GEN
41935345 | PSEG | DOREMUSP | 138 KV | T-1 | LOAD
41935347 | PSEG | DOREMUSP | 138 KV | T-2 | LOAD
41935349 | PSEG | DOREMUSP | 138 KV | T-3 | LOAD
41935351 | PSEG | DOREMUSP | 138 KV | T-4 | LOAD
1869174054 | PSEG | DOWJONES | 69 KV | T1LD | LOAD
1869174055 | PSEG | DOWJONES | 69 KV | T2LD | LOAD
1869174076 | PSEG | DRT | 69 KV | T1LD | LOAD
1869174077 | PSEG | DRT | 69 KV | T2LD | LOAD
2156112415 | PSEG | DRTTOTO | 69 KV | T1LD | LOAD
2156112346 | PSEG | DRTTOTO | 69 KV | T2LD | LOAD
1775807269 | PSEG | DUMONTPS | 69 KV | T1 | LOAD
1775807270 | PSEG | DUMONTPS | 69 KV | T2 | LOAD
2156113686 | PSEG | DUMONTPS | 69 KV | T3 | LOAD
1356162252 | PSEG | EAGLEGEN | 13 KV | EAGLEST2 | GEN
50478 | PSEG | EAGLEGEN | 13 KV | EGLE#1 | GEN
50479 | PSEG | EAGLEGEN | 13 KV | EGLE#2 | GEN
50480 | PSEG | EAGLEGEN | 13 KV | EGLE#3 | GEN
47012193 | PSEG | EAGLEGEN | 13 KV | XFMR6 | LOAD
47012195 | PSEG | EAGLEGEN | 13 KV | XFMR7 | LOAD
2156114704 | PSEG | ECHELON | 230 KV | T-10LD | LOAD
2156114661 | PSEG | ECHELON | 230 KV | T-20LD | LOAD
50404 | PSEG | ECRRF | 13 KV | ECRF#1 | GEN
50405 | PSEG | ECRRF | 13 KV | ECRF#2 | GEN
1165466790 | PSEG | ENGLEWD | 69 KV | LOAD1 | LOAD
1165466791 | PSEG | ENGLEWD | 69 KV | LOAD2 | LOAD
1165466792 | PSEG | ENGLEWD | 69 KV | LOAD3 | LOAD
2041943464 | PSEG | ERIVERTO | 69 KV | T1LD | LOAD
2041943456 | PSEG | ERIVERTO | 69 KV | T2LD | LOAD
2041943461 | PSEG | ERIVERTO | 69 KV | T3LD | LOAD
1218900302 | PSEG | ERUTHERF | 138 KV | T10 | LOAD
2041942249 | PSEG | ERUTHERF | 138 KV | T10MOBLD | LOAD
1218900303 | PSEG | ERUTHERF | 138 KV | T20 | LOAD
1869193504 | PSEG | ERUTHERF | 26 KV | ERUTHSP | GEN
205495 | PSEG | ERUTHERF | 26 KV | LOAD1 | LOAD
205496 | PSEG | ERUTHERF | 26 KV | LOAD2 | LOAD
1368996021 | PSEG | ESSEX | 230 KV | 2203 | LOAD
1132280240 | PSEG | ESSEX | 230 KV | 220-4LD | LOAD
1368996020 | PSEG | ESSEX | 230 KV | 2205 | LOAD
1097732300 | PSEG | ESSEX | 26 KV | ECCFG1CT | GEN
1097732301 | PSEG | ESSEX | 26 KV | ECCFG2CT | GEN
123900877 | PSEG | ESSEX | 26 KV | LOADI | LOAD
123900875 | PSEG | ESSEX | 26 KV | LOADO | LOAD
93353965 | PSEG | ESSEX | 4 KV | CLAYSTSP | GEN
2041943539 | PSEG | EWING | 69 KV | T1LD | LOAD
2041943535 | PSEG | EWING | 69 KV | T2LD | LOAD
112586153 | PSEG | FAIRLAWN | 138 KV | FAIRLASP | GEN
119117415 | PSEG | FAIRLAWN | 26 KV | 26KV-1 | LOAD
119117417 | PSEG | FAIRLAWN | 26 KV | 26KV-2 | LOAD
119117419 | PSEG | FAIRLAWN | 26 KV | 26KV-3 | LOAD
2156112028 | PSEG | FAIRMNT | 69 KV | T1LD | LOAD
2156112014 | PSEG | FAIRMNT | 69 KV | T2LD | LOAD
1292900935 | PSEG | FANWOOD | 230 KV | TR10 | LOAD
1292900934 | PSEG | FANWOOD | 230 KV | TR20 | LOAD
93109 | PSEG | FEDERALS | 138 KV | LOAD1 | LOAD
93110 | PSEG | FEDERALS | 138 KV | LOAD2 | LOAD
93111 | PSEG | FEDERALS | 138 KV | LOAD3 | LOAD
1666096434 | PSEG | FORTHST | 69 KV | T1 | LOAD
1666096435 | PSEG | FORTHST | 69 KV | T2 | LOAD
48643 | PSEG | FOUNDRY | 138 KV | T-1 | LOAD
48644 | PSEG | FOUNDRY | 138 KV | T-2 | LOAD
1869174082 | PSEG | FRNKLNPS | 69 KV | T1LD | LOAD
1869174081 | PSEG | FRNKLNPS | 69 KV | T2LD | LOAD
1869174002 | PSEG | FRONTST | 69 KV | T1LD | LOAD
1869174003 | PSEG | FRONTST | 69 KV | T2LD | LOAD
1869174004 | PSEG | FRONTST | 69 KV | T3LD | LOAD
106856907 | PSEG | GLOUCEST | 230 KV | GLO23SP | GEN
1207073487 | PSEG | GLOUCEST | 230 KV | SOMERBT | GEN
205499 | PSEG | GLOUCEST | 26 KV | 26-1 | LOAD
205500 | PSEG | GLOUCEST | 26 KV | 26-2 | LOAD
205501 | PSEG | GLOUCEST | 26 KV | 26-3 | LOAD
205534 | PSEG | GLOUCEST | 26 KV | CCRF | GEN
2156110328 | PSEG | GLOUCEST | 26 KV | GCRF | GEN
1775826414 | PSEG | GLOUCEST | 26 KV | NATPKSP | GEN
1067168226 | PSEG | GLOUCEST | 26 KV | PRDISEBT | GEN
87901547 | PSEG | GLOUCEST | 26 KV | PRDISESP | GEN
1356162253 | PSEG | GLOUCEST | 69 KV | OWENCORN | GEN
48645 | PSEG | GREENBRO | 230 KV | T-1 | LOAD
48646 | PSEG | GREENBRO | 230 KV | T-2 | LOAD
2155501820 | PSEG | GRENVIL | 69 KV | T1 | LOAD
2155501819 | PSEG | GRENVIL | 69 KV | T2 | LOAD
2155501821 | PSEG | GRENVIL | 69 KV | T3 | LOAD
1869174030 | PSEG | GRNOTCH | 69 KV | MOB18LD | LOAD
1666096439 | PSEG | GRNOTCH | 69 KV | T1 | LOAD
1666096440 | PSEG | GRNOTCH | 69 KV | T2 | LOAD
2156115344 | PSEG | HACKENSA | 69 KV | HACKENSP | GEN
2156113971 | PSEG | HACKENSA | 69 KV | MOBILE | LOAD
2156113969 | PSEG | HACKENSA | 69 KV | T1LD | LOAD
2156114010 | PSEG | HACKENSA | 69 KV | T2LD | LOAD
2156113906 | PSEG | HACKENSA | 69 KV | T3LD | LOAD
2041943659 | PSEG | HAMLTNPS | 69 KV | T1LD | LOAD
2041943663 | PSEG | HAMLTNPS | 69 KV | T2LD | LOAD
2041943101 | PSEG | HARTSLAN | 69 KV | T1LD | LOAD
2041943096 | PSEG | HARTSLAN | 69 KV | T2LD | LOAD
2041943095 | PSEG | HARTSLAN | 69 KV | T3LD | LOAD
2156111849 | PSEG | HARVEY | 69 KV | T-1 | LOAD
2156111747 | PSEG | HARVEY | 69 KV | T-2 | LOAD
2156110791 | PSEG | HASBHGTS | 69 KV | T1LD | LOAD
2156110792 | PSEG | HASBHGTS | 69 KV | T2LD | LOAD
2156110790 | PSEG | HASBHGTS | 69 KV | T3LD | LOAD
48647 | PSEG | HAWTHORN | 230 KV | T-20 | LOAD
78711689 | PSEG | HAWTHORN | 230 KV | T-30 | LOAD
1097720675 | PSEG | HCS | 230 KV | LOAD1 | LOAD
1097732304 | PSEG | HCS | 500 KV | NYPUMP | GEN
2041942326 | PSEG | HILLSDAL | 230 KV | 220-3LD | LOAD
1869173824 | PSEG | HILLSDAL | 230 KV | 220-4 | LOAD
119118163 | PSEG | HILLSDAL | 230 KV | HILLDASP | GEN
48648 | PSEG | HILLSDAL | 230 KV | T-1 | LOAD
48649 | PSEG | HILLSDAL | 230 KV | T-2 | LOAD
38367671 | PSEG | HILLSDAL | 230 KV | T-3 | LOAD
38367673 | PSEG | HILLSDAL | 230 KV | T-4 | LOAD
2156112669 | PSEG | HILLTPPS | 69 KV | T1LD | LOAD
2156112851 | PSEG | HILLTPPS | 69 KV | T2LD | LOAD
2156109427 | PSEG | HINCHMAN | 13 KV | HINCHMSP | GEN
1379251949 | PSEG | HINCHMAN | 13 KV | TRAN10 | LOAD
1379251950 | PSEG | HINCHMAN | 13 KV | TRAN20 | LOAD
119118165 | PSEG | HOBOKEN | 230 KV | HOBEK1SP | GEN
119118167 | PSEG | HOBOKEN | 230 KV | HOBEK2SP | GEN
48652 | PSEG | HOBOKEN | 230 KV | T-1AB | LOAD
48653 | PSEG | HOBOKEN | 230 KV | T-2AB | LOAD
98369855 | PSEG | HOBOKEN | 230 KV | T-3AB | LOAD
98369857 | PSEG | HOBOKEN | 230 KV | T-4AB | LOAD
2041943529 | PSEG | HOLTEC | 69 KV | T1LD | LOAD
2041943526 | PSEG | HOLTEC | 69 KV | T2LD | LOAD
1305116266 | PSEG | HOMESTEA | 230 KV | T1 | LOAD
1305116264 | PSEG | HOMESTEA | 230 KV | T2 | LOAD
1305116267 | PSEG | HOMESTEA | 230 KV | T3 | LOAD
1305116265 | PSEG | HOMESTEA | 230 KV | T4 | LOAD
1218933536 | PSEG | HOPATCON | 500 KV |  | EHV
2156109286 | PSEG | HOPATCON | 500 KV | SLP1 | LOAD
2156109285 | PSEG | HOPATCON | 500 KV | SLP2 | LOAD
1097720844 | PSEG | HOPECREE | 25 KV | AUX1 | LOAD
1097732449 | PSEG | HOPECREE | 25 KV | UNIT 1 | GEN
98369863 | PSEG | HOPECREE | 500 KV | LOADAUX1 | LOAD
48780 | PSEG | HOPECREE | 500 KV | SLP_1 NC | LOAD
48781 | PSEG | HOPECREE | 500 KV | SLP_2 NC | LOAD
48782 | PSEG | HOPECREE | 500 KV | SLP_3 NC | LOAD
48783 | PSEG | HOPECREE | 500 KV | SLP_4 NC | LOAD
52454 | PSEG | HOPECREEK | 500 KV |  | EHV
2156114769 | PSEG | HOWEAVE | 69 KV | T1LD | LOAD
2156114574 | PSEG | HOWEAVE | 69 KV | T2LD | LOAD
1439638941 | PSEG | HUDSON | 230 KV | T1 | LOAD
1439638940 | PSEG | HUDSON | 230 KV | T2 | LOAD
2156111237 | PSEG | HUNTGLEN | 138 KV | FORREST | LOAD
2156111235 | PSEG | HUNTGLEN | 230 KV | T-1LD | LOAD
2156111236 | PSEG | HUNTGLEN | 230 KV | T-2LD | LOAD
2156110413 | PSEG | IRONBND | 69 KV | T1LD | LOAD
2156110415 | PSEG | IRONBND | 69 KV | T2LD | LOAD
2156110414 | PSEG | IRONBND | 69 KV | T3LD | LOAD
1552824265 | PSEG | JACK PS | 230 KV | T-10 | LOAD
1552824264 | PSEG | JACK PS | 230 KV | T-20 | LOAD
1552824266 | PSEG | JACK PS | 230 KV | T-30 | LOAD
1552824267 | PSEG | JACK PS | 230 KV | T-40 | LOAD
2156109166 | PSEG | JACK PS | 69 KV | JACKPSSP | GEN
123901463 | PSEG | KEARNY | 13 KV | 13CTA | GEN
123901465 | PSEG | KEARNY | 13 KV | 13CTB | GEN
123901467 | PSEG | KEARNY | 13 KV | 13CTC | GEN
1084390238 | PSEG | KEARNY | 13 KV | 13CTD | GEN
123901459 | PSEG | KEARNY | 13 KV | 14CTA | GEN
123901461 | PSEG | KEARNY | 13 KV | 14CTB | GEN
50436 | PSEG | KEARNY | 13 KV | UN121 | GEN
50437 | PSEG | KEARNY | 13 KV | UN122 | GEN
50438 | PSEG | KEARNY | 13 KV | UN123 | GEN
50439 | PSEG | KEARNY | 13 KV | UN124 | GEN
1666096444 | PSEG | KEARNYSB | 230 KV | T-10 | LOAD
1666096443 | PSEG | KEARNYSB | 230 KV | T-20 | LOAD
48660 | PSEG | KILMER | 230 KV | T-1 | LOAD
48661 | PSEG | KILMER | 230 KV | T-2 | LOAD
48662 | PSEG | KILMER | 230 KV | T-3 | LOAD
48663 | PSEG | KILMER | 230 KV | T-4 | LOAD
2156109752 | PSEG | KINGSLAN | 230 KV | PATRPLSP | GEN
48665 | PSEG | KINGSLAN | 230 KV | T-1 | LOAD
1183218333 | PSEG | KINGSLAN | 230 KV | T2-LD | LOAD
1107276948 | PSEG | KINGSLAN | 230 KV | T-3 | LOAD
1775807051 | PSEG | KINGSLAN | 230 KV | T-4 | LOAD
1067168114 | PSEG | KULLERRD | 138 KV | METROSP | GEN
2156110786 | PSEG | KULLERRD | 69 KV | T1LD | LOAD
2156110785 | PSEG | KULLERRD | 69 KV | T2LD | LOAD
106856909 | PSEG | KUSERRD | 230 KV | KUSERSP | GEN
48784 | PSEG | KUSERRD | 230 KV | T-1 | LOAD
48785 | PSEG | KUSERRD | 230 KV | T-2 | LOAD
48786 | PSEG | KUSERRD | 230 KV | T-3 | LOAD
48787 | PSEG | KUSERRD | 230 KV | T-4 | LOAD
1218900359 | PSEG | LAFA PS | 230 KV | T-10 | LOAD
1305116284 | PSEG | LAFA PS | 230 KV | T20 | LOAD
93353971 | PSEG | LAKENELS | 230 KV | LAKENESP | GEN
48681 | PSEG | LAKENELS | 230 KV | T-1 | LOAD
48682 | PSEG | LAKENELS | 230 KV | T-2 | LOAD
1132280293 | PSEG | LAURELAV | 13 KV | LOAD10 | LOAD
1132280294 | PSEG | LAURELAV | 13 KV | LOAD20 | LOAD
1132280295 | PSEG | LAURELAV | 13 KV | LOAD30 | LOAD
1132280296 | PSEG | LAURELAV | 13 KV | LOAD40 | LOAD
2041943478 | PSEG | LAWNSIDE | 69 KV | T1LD | LOAD
2041943490 | PSEG | LAWNSIDE | 69 KV | T2LD | LOAD
2041943484 | PSEG | LAWNSIDE | 69 KV | T3LD | LOAD
205502 | PSEG | LAWRENCE | 26 KV | LOAD1 | LOAD
205503 | PSEG | LAWRENCE | 26 KV | LOAD2 | LOAD
1338430006 | PSEG | LAWRENCE | 69 KV | HPCENTBS | GEN
1318143459 | PSEG | LAWRENCE | 69 KV | HPCENTSP | GEN
1552843227 | PSEG | LAWRENCE | 69 KV | PENTONBT | GEN
1552843228 | PSEG | LAWRENCE | 69 KV | PENTONSP | GEN
112586169 | PSEG | LAWRESUB | 230 KV | LAWPTSP | GEN
106856911 | PSEG | LAWRESUB | 230 KV | LAWRESP | GEN
135389773 | PSEG | LAWRESUB | 230 KV | RIDERSP1 | GEN
48792 | PSEG | LAWRESUB | 230 KV | T-10 | LOAD
48794 | PSEG | LAWRESUB | 230 KV | T-20 | LOAD
48793 | PSEG | LAWRESUB | 230 KV | T-30 | LOAD
48795 | PSEG | LAWRESUB | 230 KV | T-40 | LOAD
119118173 | PSEG | LEONIA | 230 KV | LEONIASP | GEN
48676 | PSEG | LEONIA | 230 KV | T-1 | LOAD
63381135 | PSEG | LEONIA | 230 KV | T-2 | LOAD
48677 | PSEG | LEONIA | 230 KV | T-3 | LOAD
63381137 | PSEG | LEONIA | 230 KV | T-4 | LOAD
2156110329 | PSEG | LEVITTOW | 230 KV | CAMPDRSP | GEN
1165479596 | PSEG | LEVITTOW | 230 KV | MILLSCSP | GEN
1165466880 | PSEG | LEVITTOW | 230 KV | T10-LOAD | LOAD
1165466878 | PSEG | LEVITTOW | 230 KV | T20-LOAD | LOAD
1165466879 | PSEG | LEVITTOW | 230 KV | T30-LOAD | LOAD
1165466877 | PSEG | LEVITTOW | 230 KV | T40-LOAD | LOAD
2041943516 | PSEG | LIBRTYST | 69 KV | T1LD | LOAD
2041943506 | PSEG | LIBRTYST | 69 KV | T2LD | LOAD
93140 | PSEG | LINDEN | 13 KV | UNIT05 | GEN
93141 | PSEG | LINDEN | 13 KV | UNIT06 | GEN
71856675 | PSEG | LINDEN | 13 KV | UNIT07 | GEN
71856677 | PSEG | LINDEN | 13 KV | UNIT08 | GEN
106856865 | PSEG | LINDEN | 138 KV | LINDENSP | GEN
21601782 | PSEG | LINDEN | 18 KV | 1100 ST | GEN
21601783 | PSEG | LINDEN | 18 KV | 1101 CT | GEN
21601784 | PSEG | LINDEN | 18 KV | 1201 CT | GEN
1097732340 | PSEG | LINDEN | 18 KV | 2001 GEN | GEN
21601785 | PSEG | LINDEN | 18 KV | 2101 CT | GEN
21601786 | PSEG | LINDEN | 18 KV | 2201 CT | GEN
1338416091 | PSEG | LINDEN | 18 KV | AUX1101 | LOAD
1338416090 | PSEG | LINDEN | 18 KV | AUX2201 | LOAD
2156109287 | PSEG | LINDEN | 26 KV | 132-1TR | LOAD
2156109288 | PSEG | LINDEN | 26 KV | 132-2TR | LOAD
1268570964 | PSEG | LINDEN | 26 KV | UCRRF | GEN
78711773 | PSEG | LINVFT | 230 KV | PJMVFTGN | GEN
78711691 | PSEG | LINVFT | 230 KV | PJMVFTLD | LOAD
2156115488 | PSEG | LIVINGPS | 230 KV | T-10 | LOAD
2156115317 | PSEG | LIVINGPS | 230 KV | T-20 | LOAD
1379266957 | PSEG | LOCUSTPS | 69 KV | COOPERBS | GEN
1356162269 | PSEG | LOCUSTPS | 69 KV | COOPERSP | GEN
1123166613 | PSEG | LOCUSTPS | 69 KV | T-1 | LOAD
1123166614 | PSEG | LOCUSTPS | 69 KV | T-2 | LOAD
1123166615 | PSEG | LOCUSTPS | 69 KV | T-3 | LOAD
1123166617 | PSEG | LOCUSTPS | 69 KV | T-5 | LOAD
2041943331 | PSEG | LOCUSTPS | 69 KV | T8LD | LOAD
2041943329 | PSEG | LOCUSTPS | 69 KV | T9LD | LOAD
106856917 | PSEG | LUMBERTO | 230 KV | LUMB23SP | GEN
1348263459 | PSEG | LUMBERTO | 230 KV | LUMBRSP | GEN
135389777 | PSEG | LUMBERTO | 230 KV | REESTESP | GEN
135389779 | PSEG | LUMBERTO | 230 KV | REESTWSP | GEN
48800 | PSEG | LUMBERTO | 230 KV | T-1 | LOAD
48801 | PSEG | LUMBERTO | 230 KV | T-2 | LOAD
98370439 | PSEG | LUMBERTO | 69 KV | LUMBERSP | GEN
2156110410 | PSEG | MADISNPS | 69 KV | T1LD | LOAD
2156110411 | PSEG | MADISNPS | 69 KV | T2LD | LOAD
2156110412 | PSEG | MADISNPS | 69 KV | T3LD | LOAD
2156110409 | PSEG | MADISNPS | 69 KV | T4LD | LOAD
2156112782 | PSEG | MANSFLD | 230 KV | T-1 | LOAD
2156112735 | PSEG | MANSFLD | 230 KV | T-2 | LOAD
2041943499 | PSEG | MAPLESHD | 69 KV | T1LD | LOAD
2041943496 | PSEG | MAPLESHD | 69 KV | T2LD | LOAD
2041943492 | PSEG | MAPLESHD | 69 KV | T3LD | LOAD
1368996098 | PSEG | MARION | 26 KV | TR1 | LOAD
1368996097 | PSEG | MARION | 26 KV | TR2 | LOAD
1368996099 | PSEG | MARION | 26 KV | TR3 | LOAD
2155502043 | PSEG | MARION | 345 KV | MARIONSP | GEN
2155501806 | PSEG | MARIONDR | 230 KV | T-10 | LOAD
2155501807 | PSEG | MARIONDR | 230 KV | T-20 | LOAD
48802 | PSEG | MARLTON | 230 KV | T-1 | LOAD
48803 | PSEG | MARLTON | 230 KV | T-2 | LOAD
48804 | PSEG | MARLTON | 230 KV | T-3 | LOAD
48805 | PSEG | MARLTON | 230 KV | T-4 | LOAD
2041986749 | PSEG | MAYWOOD | 13 KV | MAYWOOSP | GEN
1348249321 | PSEG | MAYWOOD | 13 KV | TR1 | LOAD
1348249322 | PSEG | MAYWOOD | 13 KV | TR2 | LOAD
1348249324 | PSEG | MAYWOOD | 13 KV | TR3 | LOAD
1348249323 | PSEG | MAYWOOD | 13 KV | TR4 | LOAD
2156112892 | PSEG | MCCARTER | 26 KV | RBHSST | GEN
2156111609 | PSEG | MCCARTER | 26 KV | UMD | GEN
2156111366 | PSEG | MCCARTER | 26 KV | XFMRLD | LOAD
1666096437 | PSEG | MCCLEABD | 69 KV | T1 | LOAD
1666096438 | PSEG | MCCLEABD | 69 KV | T2 | LOAD
1666096436 | PSEG | MCCLEABD | 69 KV | T3 | LOAD
2155502045 | PSEG | MEADOWRD | 230 KV | SILVLKSP | GEN
2155502044 | PSEG | MEADOWRD | 230 KV | SUMMITSP | GEN
1305116315 | PSEG | MEADOWRD | 230 KV | T1 | LOAD
1305116314 | PSEG | MEADOWRD | 230 KV | T2 | LOAD
1107288782 | PSEG | MEDFORD2 | 69 KV | REESTNSP | GEN
1107288781 | PSEG | MEDFORD2 | 69 KV | REESTSSP | GEN
2041943347 | PSEG | MEDFORD2 | 69 KV | T1LD | LOAD
2041943349 | PSEG | MEDFORD2 | 69 KV | T2LD | LOAD
2156111238 | PSEG | MELRICH | 69 KV | T1LOAD | LOAD
2156111239 | PSEG | MELRICH | 69 KV | T2LOAD | LOAD
50485 | PSEG | MERCER | 13 KV | WHNUG | GEN
48806 | PSEG | MERCER | 230 KV | #1 SP | LOAD
48807 | PSEG | MERCER | 230 KV | #2 SP | LOAD
1123166480 | PSEG | METUCHEN | 230 KV | 220-2 | LOAD
1123166479 | PSEG | METUCHEN | 230 KV | 220-4 | LOAD
1368996112 | PSEG | METUCHEN | 230 KV | AMTRAK | LOAD
1368996113 | PSEG | METUCHEN | 230 KV | AMTRAK2 | LOAD
2156109167 | PSEG | METUCHEN | 230 KV | HIGHPBS | GEN
2156109168 | PSEG | METUCHEN | 230 KV | HIGHPSP | GEN
2156109754 | PSEG | METUCHEN | 230 KV | METUCHSP | GEN
2156109753 | PSEG | METUCHEN | 230 KV | NIXONSP | GEN
106856871 | PSEG | MINUEST | 230 KV | MINUESP | GEN
48687 | PSEG | MINUEST | 230 KV | T-1 | LOAD
48688 | PSEG | MINUEST | 230 KV | T-2 | LOAD
1869174068 | PSEG | MONTGOPS | 69 KV | T1LD | LOAD
1869174066 | PSEG | MONTGOPS | 69 KV | T2LD | LOAD
1869174067 | PSEG | MONTGOPS | 69 KV | T3LD | LOAD
2041943593 | PSEG | MTHOLLY | 69 KV | T1LD | LOAD
2041943600 | PSEG | MTHOLLY | 69 KV | T2LD | LOAD
2041943608 | PSEG | MTHOLLY | 69 KV | T3LD | LOAD
123901473 | PSEG | MTLAUREL | 230 KV | MTLAURSP | GEN
48808 | PSEG | MTLAUREL | 230 KV | T-1 | LOAD
48809 | PSEG | MTLAUREL | 230 KV | T-2 | LOAD
1869174071 | PSEG | MTNAVEPS | 69 KV | T2LD | LOAD
1869174070 | PSEG | MTNAVEPS | 69 KV | T3LD | LOAD
1869174069 | PSEG | MTNAVEPS | 69 KV | T4LD | LOAD
2041943472 | PSEG | MTROSEPS | 69 KV | T1LD | LOAD
2041943465 | PSEG | MTROSEPS | 69 KV | T2LD | LOAD
48714 | PSEG | NBERGEN | 230 KV | T-1 | LOAD
1338416122 | PSEG | NBERGEN | 230 KV | T20 | LOAD
1305116325 | PSEG | NBERGEN | 230 KV | T3 | LOAD
1869174056 | PSEG | NBRIDGST | 69 KV | T1 | LOAD
1869174057 | PSEG | NBRIDGST | 69 KV | T2 | LOAD
2156115443 | PSEG | NBRIDGST | 69 KV | T3 | LOAD
2156111227 | PSEG | NEWARK | 26 KV | LD1XFR | LOAD
2156111225 | PSEG | NEWARK | 26 KV | LD2XFR | LOAD
2156111226 | PSEG | NEWARK | 26 KV | LD3XFR | LOAD
2156111224 | PSEG | NEWARK | 26 KV | LD4XFR | LOAD
106856873 | PSEG | NEWARK | 26 KV | NEWAR1SP | GEN
1439656298 | PSEG | NEWARK | 26 KV | NWKSWTSP | GEN
93353977 | PSEG | NEWARK | 4 KV | NEWAR2SP | GEN
1248978614 | PSEG | NEWARKEC | 18 KV | CT1_LD | LOAD
1248978615 | PSEG | NEWARKEC | 18 KV | CT2_LD | LOAD
1248991826 | PSEG | NEWARKEC | 18 KV | CTG11 | GEN
1248991825 | PSEG | NEWARKEC | 18 KV | CTG12 | GEN
1248991827 | PSEG | NEWARKEC | 18 KV | STG10 | GEN
1218900403 | PSEG | NEWDOVER | 230 KV | T10 | LOAD
1218900404 | PSEG | NEWDOVER | 230 KV | T20 | LOAD
52461 | PSEG | NEWFREEDOM | 500 KV |  | EHV
119118185 | PSEG | NEWMILFR | 230 KV | NEWMILSP | GEN
41935357 | PSEG | NEWMILFR | 230 KV | T-1 | LOAD
41935359 | PSEG | NEWMILFR | 230 KV | T-2 | LOAD
41935361 | PSEG | NEWMILFR | 230 KV | T-3 | LOAD
41935363 | PSEG | NEWMILFR | 230 KV | T-4 | LOAD
48707 | PSEG | NEWP PS | 230 KV | T-1 | LOAD
48708 | PSEG | NEWP PS | 230 KV | T-2 | LOAD
2156108923 | PSEG | NEWP PS | 230 KV | T-3 | LOAD
2156109290 | PSEG | NEWP PS | 230 KV | T-4LD | LOAD
2156109866 | PSEG | NJTMEADO | 230 KV | T1 | LOAD
2156109867 | PSEG | NJTMEADO | 230 KV | T2 | LOAD
2156110404 | PSEG | NJTMEADO | 230 KV | TE1 | LOAD
2156110405 | PSEG | NJTMEADO | 230 KV | TE2 | LOAD
2156110406 | PSEG | NJTMEADO | 230 KV | TW1 | LOAD
2156110408 | PSEG | NJTMEADO | 230 KV | TW1-2 | LOAD
2156110407 | PSEG | NJTMEADO | 230 KV | TW2 | LOAD
2041942631 | PSEG | NORTHAV | 13 KV | T10 | LOAD
2041942634 | PSEG | NORTHAV | 13 KV | T20 | LOAD
2155502046 | PSEG | NORTHAV | 345 KV | NORTHASP | GEN
2156113905 | PSEG | NPARKST | 69 KV | T1LD | LOAD
2156113902 | PSEG | NPARKST | 69 KV | T2LD | LOAD
2156113900 | PSEG | NPARKST | 69 KV | T3LD | LOAD
1666096433 | PSEG | NPATERSO | 69 KV | T1 | LOAD
1666096431 | PSEG | NPATERSO | 69 KV | T2 | LOAD
1666096432 | PSEG | NPATERSO | 69 KV | T3 | LOAD
1388597842 | PSEG | NWRKARPT | 26 KV | T1 | LOAD
1388597843 | PSEG | NWRKARPT | 26 KV | T2 | LOAD
1388597844 | PSEG | NWRKARPT | 26 KV | T3 | LOAD
2156112818 | PSEG | NYEAVE | 69 KV | T-1 | LOAD
2156112983 | PSEG | NYEAVE | 69 KV | T-2 | LOAD
2156113894 | PSEG | ORANGEHT | 69 KV | T1LD | LOAD
2156114011 | PSEG | ORANGEHT | 69 KV | T2LD | LOAD
2156114014 | PSEG | ORANGEHT | 69 KV | T3LD | LOAD
2156113945 | PSEG | ORANGEHT | 69 KV | T4LD | LOAD
1775807267 | PSEG | PARAMUS | 69 KV | T1 | LOAD
1775807266 | PSEG | PARAMUS | 69 KV | T2 | LOAD
1775807268 | PSEG | PARAMUS | 69 KV | T3 | LOAD
2156110787 | PSEG | PASSAIC | 69 KV | T1-LOAD | LOAD
2156110789 | PSEG | PASSAIC | 69 KV | T2-LOAD | LOAD
2156110788 | PSEG | PASSAIC | 69 KV | T3-LOAD | LOAD
2156110418 | PSEG | PATERSON | 69 KV | T1LD | LOAD
2156110419 | PSEG | PATERSON | 69 KV | T2LD | LOAD
2156110420 | PSEG | PATERSON | 69 KV | T3LD | LOAD
48715 | PSEG | PENHORN | 230 KV | T-1 | LOAD
48716 | PSEG | PENHORN | 230 KV | T-2 | LOAD
2156116113 | PSEG | PENHORN | 69 KV | M15_MOBL | LOAD
2156110421 | PSEG | PENNSNEC | 69 KV | MOBILE | LOAD
1356162282 | PSEG | PENNSNEC | 69 KV | PRINHOSP | GEN
2041943356 | PSEG | PENNSNEC | 69 KV | T1LD | LOAD
2041943357 | PSEG | PENNSNEC | 69 KV | T2LD | LOAD
2041943359 | PSEG | PENNSNEC | 69 KV | T3LD | LOAD
112586161 | PSEG | PIERSOAV | 230 KV | PIERSOSP | GEN
48717 | PSEG | PIERSOAV | 230 KV | T-1 | LOAD
48718 | PSEG | PIERSOAV | 230 KV | T-2 | LOAD
1869174051 | PSEG | PLAINFIE | 69 KV | T1 | LOAD
1869174053 | PSEG | PLAINFIE | 69 KV | T2 | LOAD
1869174052 | PSEG | PLAINFIE | 69 KV | T3 | LOAD
2156113178 | PSEG | PLAUDERV | 69 KV | MOBILE | LOAD
2156113489 | PSEG | PLAUDERV | 69 KV | T-1 | LOAD
2156113168 | PSEG | PLAUDERV | 69 KV | T-2 | LOAD
2156110416 | PSEG | PORTSTR | 69 KV | T1LD | LOAD
2156110417 | PSEG | PORTSTR | 69 KV | T2LD | LOAD
2156112177 | PSEG | PRNCTNPS | 69 KV | PUCGFCT | GEN
2041943517 | PSEG | PRNCTNPS | 69 KV | T1LD | LOAD
2041943522 | PSEG | PRNCTNPS | 69 KV | T2LD | LOAD
1775807151 | PSEG | PVSC | 69 KV | T1 | LOAD
1775807152 | PSEG | PVSC | 69 KV | T2 | LOAD
1869174074 | PSEG | QTS | 69 KV | TALD | LOAD
1869174073 | PSEG | QTS | 69 KV | TBLD | LOAD
1869174075 | PSEG | QTS | 69 KV | TRLD | LOAD
2156114649 | PSEG | RANCOCAS | 230 KV | T-10LD | LOAD
2156114584 | PSEG | RANCOCAS | 230 KV | T-20LD | LOAD
2156114459 | PSEG | RIVERROA | 69 KV | M-15 | LOAD
1775807223 | PSEG | RIVERROA | 69 KV | T1 | LOAD
1775807224 | PSEG | RIVERROA | 69 KV | T3 | LOAD
2041943571 | PSEG | RIVRSDPS | 69 KV | T1LD | LOAD
2041943576 | PSEG | RIVRSDPS | 69 KV | T2LD | LOAD
2041943580 | PSEG | RIVRSDPS | 69 KV | T3LD | LOAD
112586163 | PSEG | ROSELAND | 230 KV | ROSELSP | GEN
1356178185 | PSEG | ROSELAND | 500 KV |  | EHV
2041943640 | PSEG | RUNNEMED | 69 KV | T1LD | LOAD
2041943634 | PSEG | RUNNEMED | 69 KV | T2LD | LOAD
1869174061 | PSEG | RUTGERS | 69 KV | T1LD | LOAD
1869174062 | PSEG | RUTGERS | 69 KV | T2LD | LOAD
1348249368 | PSEG | SADDLEBR | 13 KV | TR1 | LOAD
1348249365 | PSEG | SADDLEBR | 13 KV | TR2 | LOAD
1348249367 | PSEG | SADDLEBR | 13 KV | TR3 | LOAD
1348249366 | PSEG | SADDLEBR | 13 KV | TR4 | LOAD
119118187 | PSEG | SADDLEBR | 230 KV | SADDLESP | GEN
50488 | PSEG | SALEM | 13 KV | SALEM3 | GEN
41935375 | PSEG | SALEM | 25 KV | AUX1 | LOAD
41935377 | PSEG | SALEM | 25 KV | AUX2 | LOAD
50489 | PSEG | SALEM | 25 KV | SALEM1 | GEN
50490 | PSEG | SALEM | 25 KV | SALEM2 | GEN
52464 | PSEG | SALEM | 500 KV |  | EHV
98369865 | PSEG | SALEM | 500 KV | LOADAUX1 | LOAD
98369867 | PSEG | SALEM | 500 KV | LOADAUX2 | LOAD
41935379 | PSEG | SALEM | 500 KV | SLP_1 NC | LOAD
41935381 | PSEG | SALEM | 500 KV | SLP_2 NC | LOAD
106856725 | PSEG | SALEM | 500 KV | SLP_3 NC | LOAD
106856727 | PSEG | SALEM | 500 KV | SLP_4 NC | LOAD
112585891 | PSEG | SAMPTON | 69 KV | LOAD2 | LOAD
112585893 | PSEG | SAMPTON | 69 KV | LOAD3 | LOAD
33884083 | PSEG | SANDHILL | 69 KV | LOAD2 | LOAD
2156114019 | PSEG | SANDHILL | 69 KV | M10 | LOAD
1869174186 | PSEG | SANDHILL | 69 KV | T3LD | LOAD
1869174063 | PSEG | SENTINEL | 69 KV | TALD | LOAD
1869174064 | PSEG | SENTINEL | 69 KV | TRLD | LOAD
48725 | PSEG | SEWAREN | 26 KV | 26KV | LOAD
1379252106 | PSEG | SEWAREN7 | 18 KV | AUX2 | LOAD
1379266906 | PSEG | SEWAREN7 | 18 KV | ST7 | GEN
1379252105 | PSEG | SEWAREN7 | 25 KV | AUX1 | LOAD
1379266905 | PSEG | SEWAREN7 | 25 KV | CT7 | GEN
2156109874 | PSEG | SFIFTHST | 69 KV | T1_LOAD | LOAD
2156109873 | PSEG | SFIFTHST | 69 KV | T2_LOAD | LOAD
93353979 | PSEG | SOMERVIL | 230 KV | SOMERVSP | GEN
48727 | PSEG | SOMERVIL | 230 KV | T-1 | LOAD
48728 | PSEG | SOMERVIL | 230 KV | T-2 | LOAD
2156110105 | PSEG | SPATERSO | 69 KV | 1TR | LOAD
2156110106 | PSEG | SPATERSO | 69 KV | 2TR | LOAD
2156110104 | PSEG | SPATERSO | 69 KV | 3TR | LOAD
106856877 | PSEG | SPRINGRD | 138 KV | SPRINGSP | GEN
1183218417 | PSEG | SPRINGRD | 230 KV | T10LOAD | LOAD
2041942681 | PSEG | SPRINGRD | 230 KV | T10MBLD | LOAD
1183218418 | PSEG | SPRINGRD | 230 KV | T20LOAD | LOAD
2156114175 | PSEG | SPRINGVA | 69 KV | M-20 | LOAD
2156114094 | PSEG | SPRINGVA | 69 KV | M-22 | LOAD
2156114108 | PSEG | SPRINGVA | 69 KV | M-23 | LOAD
1775807257 | PSEG | SPRINGVA | 69 KV | T1 | LOAD
1775807258 | PSEG | SPRINGVA | 69 KV | T2 | LOAD
1775807259 | PSEG | SPRINGVA | 69 KV | T3 | LOAD
1869174078 | PSEG | SSECONDS | 69 KV | T1LOAD | LOAD
1869174079 | PSEG | SSECONDS | 69 KV | T2LOAD | LOAD
1869174080 | PSEG | SSECONDS | 69 KV | T3 | LOAD
1775807167 | PSEG | STANLEYT | 230 KV | T1 | LOAD
1775807176 | PSEG | STANLEYT | 230 KV | T2 | LOAD
2156112394 | PSEG | STATSTPS | 69 KV | T1LD | LOAD
2156112402 | PSEG | STATSTPS | 69 KV | T2LD | LOAD
2156112501 | PSEG | STATSTPS | 69 KV | T3LD | LOAD
2156110037 | PSEG | SUNNYMEA | 13 KV | HILSBOBS | GEN
21601632 | PSEG | SUNNYMEA | 13 KV | LOAD1 | LOAD
21601633 | PSEG | SUNNYMEA | 13 KV | LOAD2 | LOAD
21601634 | PSEG | SUNNYMEA | 13 KV | LOAD3 | LOAD
63381141 | PSEG | SUNNYMEA | 13 KV | LOAD4 | LOAD
106856879 | PSEG | SUNNYMEA | 230 KV | SUNNYSP | GEN
1869173964 | PSEG | SWATERFR | 26 KV | 220_3LD | LOAD
1869173961 | PSEG | SWATERFR | 26 KV | 220_4LD | LOAD
1869173962 | PSEG | SWATERFR | 26 KV | 220-1LD | LOAD
1869173963 | PSEG | SWATERFR | 26 KV | 220-2LD | LOAD
2156109872 | PSEG | SYCAMORE | 69 KV | T1_LOAD | LOAD
2156109871 | PSEG | SYCAMORE | 69 KV | T2_LOAD | LOAD
1165466793 | PSEG | TEANECK | 69 KV | LOAD1 | LOAD
1165466794 | PSEG | TEANECK | 69 KV | LOAD2 | LOAD
1165466795 | PSEG | TEANECK | 69 KV | LOAD3 | LOAD
2156112642 | PSEG | TEXAVE | 69 KV | T1LD | LOAD
2156112684 | PSEG | TEXAVE | 69 KV | T2LD | LOAD
48813 | PSEG | THOROFAR | 230 KV | T-1 | LOAD
48814 | PSEG | THOROFAR | 230 KV | T-2 | LOAD
1067168251 | PSEG | THOROFAR | 230 KV | THORO2SP | GEN
106856919 | PSEG | THOROFAR | 230 KV | THOROFSP | GEN
2156112406 | PSEG | TONEYSBR | 69 KV | T1LD | LOAD
2156112380 | PSEG | TONEYSBR | 69 KV | T2LD | LOAD
2156112371 | PSEG | TONEYSBR | 69 KV | T3LD | LOAD
1775807262 | PSEG | TONNELLE | 69 KV | T1LOAD | LOAD
1775807261 | PSEG | TONNELLE | 69 KV | T2LOAD | LOAD
1775807260 | PSEG | TONNELLE | 69 KV | T3LOAD | LOAD
5021671 | PSEG | TOSCOGIS | 18 KV | DUMMY GN | GEN
5021670 | PSEG | TOSCOGIS | 18 KV | TOSCO1 | GEN
1047909 | PSEG | TOSCOGIS | 27 KV | REF LOAD | LOAD
1666096424 | PSEG | TOTOWA | 69 KV | T1 | LOAD
1666096422 | PSEG | TOTOWA | 69 KV | T2 | LOAD
2041943541 | PSEG | TRANSCTC | 69 KV | CTCLD | LOAD
2041943447 | PSEG | TRENTON | 26 KV | 220-3LD | LOAD
205504 | PSEG | TRENTON | 26 KV | LOAD AB | LOAD
205506 | PSEG | TRENTON | 26 KV | LOAD IM | LOAD
205505 | PSEG | TRENTON | 26 KV | LOAD OU | LOAD
1248991896 | PSEG | TRENTON | 26 KV | PARKLDSP | GEN
2156111004 | PSEG | TRENTON | 26 KV | TDEC | GEN
1348263388 | PSEG | TURNPIKE | 230 KV | KEARNYSP | GEN
1183218431 | PSEG | TURNPIKE | 230 KV | T1LOAD | LOAD
1183218430 | PSEG | TURNPIKE | 230 KV | T2LOAD | LOAD
1775807265 | PSEG | UNIONCT | 69 KV | T1LOAD | LOAD
1775807263 | PSEG | UNIONCT | 69 KV | T2LOAD | LOAD
1775807264 | PSEG | UNIONCT | 69 KV | T3LOAD | LOAD
2156109870 | PSEG | VANWINKL | 69 KV | T1_LOAD | LOAD
2156109868 | PSEG | VANWINKL | 69 KV | T2_LOAD | LOAD
2156109869 | PSEG | VANWINKL | 69 KV | T3_LOAD | LOAD
2156112523 | PSEG | VAUXHALL | 69 KV | T1LD | LOAD
2156112441 | PSEG | VAUXHALL | 69 KV | T2LD | LOAD
48744 | PSEG | WALDWICK | 230 KV | T-10 | LOAD
48745 | PSEG | WALDWICK | 230 KV | T-20 | LOAD
1439639059 | PSEG | WALDWICK | 230 KV | T30 | LOAD
1552824399 | PSEG | WALDWICK | 230 KV | T40 | LOAD
119118189 | PSEG | WALDWICK | 230 KV | WALDWKSP | GEN
205498 | PSEG | WARDAV | 138 KV | COLONIAL | LOAD
48747 | PSEG | WARINANC | 230 KV | T-1 | LOAD
48748 | PSEG | WARINANC | 230 KV | T-2 | LOAD
106856885 | PSEG | WARINANC | 230 KV | WARINASP | GEN
1666096425 | PSEG | WARRENPT | 69 KV | T1 | LOAD
1666096426 | PSEG | WARRENPT | 69 KV | T2 | LOAD
1666096427 | PSEG | WARRENPT | 69 KV | T3 | LOAD
2156114663 | PSEG | WASHAVE | 230 KV | T-10LD | LOAD
2156114636 | PSEG | WASHAVE | 230 KV | T-20LD | LOAD
1183218440 | PSEG | WCALDWEL | 230 KV | T1LOAD | LOAD
1183218441 | PSEG | WCALDWEL | 230 KV | T2LOAD | LOAD
1183218442 | PSEG | WCALDWEL | 230 KV | T3LOAD | LOAD
1183218443 | PSEG | WCALDWEL | 230 KV | T4LOAD | LOAD
1379266897 | PSEG | WCALDWEL | 230 KV | WCALD2BS | GEN
1356162212 | PSEG | WCALDWEL | 230 KV | WCALD2SP | GEN
1348263397 | PSEG | WCALDWEL | 230 KV | WCALDWSP | GEN
57967459 | PSEG | WESTFIEL | 230 KV | T-1 | LOAD
57967461 | PSEG | WESTFIEL | 230 KV | T-2 | LOAD
2156111242 | PSEG | WHITHRSE | 69 KV | T-1LD | LOAD
2156111243 | PSEG | WHITHRSE | 69 KV | T-2LD | LOAD
2156111240 | PSEG | WHITHRSE | 69 KV | T-3LD | LOAD
2156111241 | PSEG | WHITHRSE | 69 KV | T-4LD | LOAD
1132280415 | PSEG | WILLIAM1 | 230 KV | LOAD | LOAD
1165466778 | PSEG | WILLIAM1 | 230 KV | LOAD1 | LOAD
2155501815 | PSEG | WOODBRID | 230 KV | T1LD | LOAD
2155501814 | PSEG | WOODBRID | 230 KV | T2LD | LOAD
2155501813 | PSEG | WOODBRID | 230 KV | T3LD | LOAD
1356162214 | PSEG | WOODBRID | 230 KV | WOODB2SP | GEN
1356162213 | PSEG | WOODBRID | 230 KV | WOODBRSP | GEN
2156110423 | PSEG | WOODBURY | 69 KV | T1LD | LOAD
2156110424 | PSEG | WOODBURY | 69 KV | T2LD | LOAD
2156110422 | PSEG | WOODBURY | 69 KV | T3LD | LOAD
2156112513 | PSEG | WOODLYNN | 69 KV | T1LD | LOAD
2156112469 | PSEG | WOODLYNN | 69 KV | T2LD | LOAD
2156112510 | PSEG | WOODLYNN | 69 KV | T3LD | LOAD
1132280416 | PSEG | WORANGE | 230 KV | 220-2 | LOAD
1132280417 | PSEG | WORANGE | 230 KV | 220-3 | LOAD
1132280418 | PSEG | WORANGE | 230 KV | 220-4 | LOAD
1218913584 | PSEG | WORANGE | 230 KV | WORNGESP | GEN
2156111232 | PSEG | YARDVILL | 13 KV | T1LD | LOAD
2156111233 | PSEG | YARDVILL | 13 KV | T2LD | LOAD
2156111323 | PSEG | YARDVILL | 13 KV | YARDVISP | GEN
2041943544 | PSEG | Z650TAP | 69 KV | LAWRUNIT | LOAD
2156110793 | PSEG | Z650TAP | 69 KV | LWR_TEMP | LOAD
1048008 | RECO | ALLENDAL | 138 KV | BK139 LD | LOAD
1048007 | RECO | ALLENDAL | 138 KV | BK239 LD | LOAD
1048010 | RECO | CLOSTER | 69 KV | BK128 LD | LOAD
1048009 | RECO | CLOSTER | 69 KV | BK228 LD | LOAD
61482223 | RECO | CRESSKIL | 69 KV | BK137 LD | LOAD
61482225 | RECO | CRESSKIL | 69 KV | BK237 LD | LOAD
61482227 | RECO | DARLNGTO | 138 KV | BK1 LD | LOAD
61482229 | RECO | DARLNGTO | 138 KV | BK2 LD | LOAD
1048013 | RECO | FRANKLAK | 69 KV | BK335 LD | LOAD
1048014 | RECO | FRANKLAK | 69 KV | BK435 LD | LOAD
1048017 | RECO | HARINGSC | 69 KV | BK230 LD | LOAD
1048018 | RECO | HARINGSC | 69 KV | BK330 LD | LOAD
83734331 | RECO | MACARTHR | 138 KV | LOAD1 | LOAD
83734333 | RECO | MACARTHR | 138 KV | LOAD2 | LOAD
1067158627 | RECO | MONTVALE | 69 KV | BK429_LD | LOAD
1048021 | RECO | OAKLAND | 69 KV | BK136 LD | LOAD
1048020 | RECO | OAKLAND | 69 KV | BK236 LD | LOAD
1048024 | RECO | SMAWA | 138 KV | BK658 LD | LOAD
1123168544 | RECO | SMAWA | 138 KV | BK758 LD | LOAD
1048023 | RECO | SMAWA | 69 KV | BK452 LD | LOAD
1318132020 | RECO | SUMMITAV | 69 KV | 172_A | LOAD
1318132019 | RECO | SUMMITAV | 69 KV | 272_A | LOAD
1048025 | RECO | UPPERSAD | 69 KV | BK149 LD | LOAD
41935407 | RECO | UPPERSAD | 69 KV | BK249 LD | LOAD