## OVEC
|  |  |  | Historical Capacity | 18/19 Capacity |  | LMP Point |  |  | Rate-based
Zone | Pnode ID | FTR Name | Historical Unit Name | (MW) | (MW) | Retired | B1 | B2 | B3 | Replacement
OVEC | 1552845534 | CLIFTYCR15.5 KV CC1 | OVEC | 0 | 14 |  | CLIFTYCR | 15.5 KV | CC1
OVEC | 1552845545 | KYGERCRE15.5 KV KY1 | OVEC | 0 | 14 |  | KYGERCRE | 15.5 KV | KY1
AEP | 1552845534 | CLIFTYCR15.5 KV CC1 | OVEC | 519.9 | 0 |  | CLIFTYCR | 15.5 KV | CC1
AEP | 1552845545 | KYGERCRE15.5 KV KY1 | OVEC | 430.7 | 0 |  | KYGERCRE | 15.5 KV | KY1
APCO(AEP Zone) | 1552845534 | CLIFTYCR15.5 KV CC1 | OVEC |  | 199 |  | CLIFTYCR | 15.5 KV | CC1
APCO(AEP Zone) | 1552845545 | KYGERCRE15.5 KV KY1 | OVEC |  | 161 |  | KYGERCRE | 15.5 KV | KY1
IMCO(AEP Zone) | 1552845534 | CLIFTYCR15.5 KV CC1 | OVEC |  | 101 |  | CLIFTYCR | 15.5 KV | CC1
IMCO(AEP Zone) | 1552845545 | KYGERCRE15.5 KV KY1 | OVEC |  | 79 |  | KYGERCRE | 15.5 KV | KY1
OPCO(AEP Zone) | 1552845534 | CLIFTYCR15.5 KV CC1 | OVEC |  | 252 |  | CLIFTYCR | 15.5 KV | CC1
OPCO(AEP Zone) | 1552845545 | KYGERCRE15.5 KV KY1 | OVEC |  | 206 |  | KYGERCRE | 15.5 KV | KY1
MON POWER | 1552845534 | CLIFTYCR15.5 KV CC1 | OVEC | 5.1 | 0 |  | CLIFTYCR | 15.5 KV | CC1
MON POWER | 1552845545 | KYGERCRE15.5 KV KY1 | OVEC | 4.1 | 0 |  | KYGERCRE | 15.5 KV | KY1
MON POWER | 1552845534 | CLIFTYCR15.5 KV CC1 | OVEC |  | 6 |  | CLIFTYCR | 15.5 KV | CC1
MON POWER | 1552845545 | KYGERCRE15.5 KV KY1 | OVEC |  | 5 |  | KYGERCRE | 15.5 KV | KY1
DAY | 1552845534 | CLIFTYCR15.5 KV CC1 | OVEC | 60.5 | 0 |  | CLIFTYCR | 15.5 KV | CC1
DAY | 1552845545 | KYGERCRE15.5 KV KY1 | OVEC | 50.1 | 0 |  | KYGERCRE | 15.5 KV | KY1
DAY | 1552845534 | CLIFTYCR15.5 KV CC1 | OVEC |  | 61 |  | CLIFTYCR | 15.5 KV | CC1
DAY | 1552845545 | KYGERCRE15.5 KV KY1 | OVEC |  | 50 |  | KYGERCRE | 15.5 KV | KY1
Buckeye REC (AEPOH) | 1552845534 | CLIFTYCR15.5 KV CC1 | OVEC | 0 | 221 |  | CLIFTYCR | 15.5 KV | CC1
Buckeye REC (AEPOH) | 1552845545 | KYGERCRE15.5 KV KY1 | OVEC | 0 | 185 |  | KYGERCRE | 15.5 KV | KY1
APS | 1552845534 | CLIFTYCR15.5 KV CC1 | OVEC | 148.3 | 0 |  | CLIFTYCR | 15.5 KV | CC1
APS | 1552845545 | KYGERCRE15.5 KV KY1 | OVEC | 123.5 | 0 |  | KYGERCRE | 15.5 KV | KY1
APS | 1552845534 | CLIFTYCR15.5 KV CC1 | OVEC |  | 180 |  | CLIFTYCR | 15.5 KV | CC1
APS | 1552845545 | KYGERCRE15.5 KV KY1 | OVEC |  | 148 |  | KYGERCRE | 15.5 KV | KY1

## EKPC
|  |  |  | Historical Capacity | 18/19 Capacity |  | LMP Point |  |  | Rate-based
Zone | Pnode ID | FTR Name | Historical Unit Name | (MW) | (MW) | Retired | B1 | B2 | B3 | Replacement
EKPC | 1123180704 | COOP_EK 13.8 KV COOPER01 | Cooper 1 | 116 | 116 |  | COOP_EK | 13.8 KV | COOPER01
EKPC | 1123180705 | COOP_EK 20 KV COOPER02 | Cooper 2 | 225 | 225 |  | COOP_EK | 20 KV | COOPER02
EKPC | 1123180706 | DALESTN 13.8 KV DALESTN1 | Dale 1 | 23 | 0 | Y | DALESTN | 13.8 KV | DALESTN1
EKPC | 1123180707 | DALESTN 13.8 KV DALESTN2 | Dale 2 | 23 | 0 | Y | DALESTN | 13.8 KV | DALESTN2
EKPC | 1123180708 | DALESTN 13.8 KV DALESTN3 | Dale 3 | 74 | 0 | Y | DALESTN | 13.8 KV | DALESTN3
EKPC | 1123180709 | DALESTN 13.8 KV DALESTN4 | Dale 4 | 75 | 0 | Y | DALESTN | 13.8 KV | DALESTN4
EKPC | 1123180710 | JKSMT_EK13.8 KV JKSMT1 | Smith CT1 | 104 | 110 |  | JKSMT_EK | 13.8 KV | JKSMT1
EKPC | 1123180712 | JKSMT_EK13.8 KV JKSMT2 | Smith CT2 | 104 | 105 |  | JKSMT_EK | 13.8 KV | JKSMT2
EKPC | 1123180713 | JKSMT_EK13.8 KV JKSMT3 | Smith CT3 | 104 | 106 |  | JKSMT_EK | 13.8 KV | JKSMT3
EKPC | 1123180714 | JKSMT_EK13.8 KV JKSMT4 | Smith CT4 | 74 | 71 |  | JKSMT_EK | 13.8 KV | JKSMT4
EKPC | 1123180715 | JKSMT_EK13.8 KV JKSMT5 | Smith CT5 | 74 | 70.6 |  | JKSMT_EK | 13.8 KV | JKSMT5
EKPC | 1123180716 | JKSMT_EK13.8 KV JKSMT6 | Smith CT6 | 74 | 69 |  | JKSMT_EK | 13.8 KV | JKSMT6
EKPC | 1123180717 | JKSMT_EK13.8 KV JKSMT7 | Smith CT7 | 74 | 69 |  | JKSMT_EK | 13.8 KV | JKSMT7
EKPC | 1123180718 | JKSMT_EK13.8 KV JKSMT9 | Smith CT9 | 88 | 76 |  | JKSMT_EK | 13.8 KV | JKSMT9
EKPC | 1123180711 | JKSMT_EK13.8 KV JKSMT10 | Smith CT10 | 88 | 76 |  | JKSMT_EK | 13.8 KV | JKSMT10
EKPC | 1123180719 | LAURELDM13.8 KV LAUREL | Laurel Dam Hydro | 70 | 70 |  | LAURELDM | 13.8 KV | LAUREL
EKPC | 1123180720 | SPURLOCK18 KV SPURLK3 | Spurlock 1 | 300 | 300 |  | SPURLOCK | 18 KV | SPURLK3
EKPC | 1123180721 | SPURLOCK18 KV SPURLK4 | Spurlock 2 | 510 | 510 |  | SPURLOCK | 18 KV | SPURLK4
EKPC | 1123180722 | SPURLOCK22 KV SPURLK1 | Spurlock 3 | 268 | 268 |  | SPURLOCK | 22 KV | SPURLK1
EKPC | 1123180723 | SPURLOCK22 KV SPURLK2 | Spurlock 4 | 268 | 268 |  | SPURLOCK | 22 KV | SPURLK2
EKPC | 87901551 | DLTAPLNT13.8 KV GEN1 | PE DELTA 1CC | 0 | 5.3 |  | DLTAPLNT | 13.8 KV | GEN1
EKPC | 87901553 | DLTAPLNT13.8 KV GEN2 | PE DELTA 2CC | 0 | 5.8 |  | DLTAPLNT | 13.8 KV | GEN2
EKPC | 87901555 | DLTAPLNT13.8 KV GEN3 | PE DELTA 3CC | 0 | 5.8 |  | DLTAPLNT | 13.8 KV | GEN3
EKPC | 112586171 | DLTAPLNT18 KV GEN4 | PE DELTA 4CC | 0 | 8.7 |  | DLTAPLNT | 18 KV | GEN4
EKPC | 21601797 | LINWDPE 18 KV STM | PE PHILLIPS ISL 1CC | 0 | 34.4 |  | LINWDPE | 18 KV | STM
EKPC | 74008735 | FOOTHILL18 KV UNIT 4 | AEP FOOT HILLS 1 CT | 0 | 7.6 |  | FOOTHILL | 18 KV | UNIT 4
EKPC | 74008737 | FOOTHILL18 KV UNIT 5 | AEP FOOT HILLS 2 CT | 0 | 7.6 |  | FOOTHILL | 18 KV | UNIT 5
EKPC | 1048074 | EDGEMOOR13 KV HAYRD5 | DPL EDGE HAY5 CT | 0 | 6.5 |  | EDGEMOOR | 13 KV | HAYRD5
EKPC | 1048073 | EDGEMOOR13 KV HAYRD6 | DPL EDGE HAY6 CT | 0 | 6.5 |  | EDGEMOOR | 13 KV | HAYRD6
EKPC | 1048072 | EDGEMOOR13 KV HAYRD7 | DPL EDGE HAY7 CT | 0 | 6.5 |  | EDGEMOOR | 13 KV | HAYRD7
EKPC | 1048075 | EDGEMOOR18 KV HAYRD8 | DPL EDGE HR8 F | 0 | 9.7 |  | EDGEMOOR | 18 KV | HAYRD8
EKPC | 71856747 | PSEGGLOB22 KV 5 | AEP WATERFORD 1 | 0 | 18.7 |  | PSEGGLOB | 22 KV | 5
EKPC | 71856741 | PSEGGLOB18 KV 6 | AEP WATERFORD 2 | 0 | 8.7 |  | PSEGGLOB | 18 KV | 6
EKPC | 71856743 | PSEGGLOB18 KV 7 | AEP WATERFORD 3 | 0 | 8.7 |  | PSEGGLOB | 18 KV | 7
EKPC | 71856745 | PSEGGLOB18 KV 8 | AEP WATERFORD 4 | 0 | 8.7 |  | PSEGGLOB | 18 KV | 8
EKPC | 50540 | GRAYFR_113 KV 1 GEN | PE GRAY NUG F | 0 | 8.4 |  | GRAYFR_1 | 13 KV | 1 GEN
EKPC | 10700781 | PRINTZ 18 KV STG | PE LIBERTY F | 0 | 28 |  | PRINTZ | 18 KV | STG
EKPC | 71856729 | LAWRENC218 KV S1 | AEP LAWRENCE 1-3 CC | 0 | 20 |  | LAWRENC2 | 18 KV | S1
EKPC | 71856735 | LAWRENC218 KV S2 | AEP LAWRENCE 4-6 CC | 0 | 20 |  | LAWRENC2 | 18 KV | S2
Duke Energy Kentucky (EKPC Zone) | 123901537 | EBEND 20 KV EB2 | East Bend | 7.9 | 7.9 |  | EBEND | 20 KV | EB2
Duke Energy Kentucky (EKPC Zone) | 119118263 | MIAMIFOR18 KV G6 | Miami Fort #6 | 3.1 | 0 | Y | MIAMIFOR | 18 KV | G6
Duke Energy Kentucky (EKPC Zone) | 112586203 | WOODSDAL13.5 KV CT1 | Woodsdale GT1 | 1.5 | 1.4 |  | WOODSDAL | 13.5 KV | CT1
Duke Energy Kentucky (EKPC Zone) | 112586205 | WOODSDAL13.5 KV CT2 | Woodsdale GT2 | 1.5 | 1.4 |  | WOODSDAL | 13.5 KV | CT2
Duke Energy Kentucky (EKPC Zone) | 112586207 | WOODSDAL13.5 KV CT3 | Woodsdale GT3 | 1.5 | 1.4 |  | WOODSDAL | 13.5 KV | CT3
Duke Energy Kentucky (EKPC Zone) | 112586209 | WOODSDAL13.5 KV CT4 | Woodsdale GT4 | 1.5 | 1.4 |  | WOODSDAL | 13.5 KV | CT4
Duke Energy Kentucky (EKPC Zone) | 112586211 | WOODSDAL13.5 KV CT5 | Woodsdale GT5 | 1.5 | 1.4 |  | WOODSDAL | 13.5 KV | CT5
Duke Energy Kentucky (EKPC Zone) | 112586213 | WOODSDAL13.5 KV CT6 | Woodsdale GT6 | 1.5 | 1.4 |  | WOODSDAL | 13.5 KV | CT6
Duke Energy Kentucky (EKPC Zone) | 87901551 | DLTAPLNT13.8 KV GEN1 | PE DELTA 1CC | 0 | 0.1 |  | DLTAPLNT | 13.8 KV | GEN1
Duke Energy Kentucky (EKPC Zone) | 87901553 | DLTAPLNT13.8 KV GEN2 | PE DELTA 2CC | 0 | 0.1 |  | DLTAPLNT | 13.8 KV | GEN2
Duke Energy Kentucky (EKPC Zone) | 87901555 | DLTAPLNT13.8 KV GEN3 | PE DELTA 3CC | 0 | 0.1 |  | DLTAPLNT | 13.8 KV | GEN3
Duke Energy Kentucky (EKPC Zone) | 112586171 | DLTAPLNT18 KV GEN4 | PE DELTA 4CC | 0 | 0.1 |  | DLTAPLNT | 18 KV | GEN4
Duke Energy Kentucky (EKPC Zone) | 21601797 | LINWDPE 18 KV STM | PE PHILLIPS ISL 1CC | 0 | 0.2 |  | LINWDPE | 18 KV | STM
Duke Energy Kentucky (EKPC Zone) | 74008735 | FOOTHILL18 KV UNIT 4 | AEP FOOT HILLS 1 CT | 0 | 0.2 |  | FOOTHILL | 18 KV | UNIT 4
Duke Energy Kentucky (EKPC Zone) | 74008737 | FOOTHILL18 KV UNIT 5 | AEP FOOT HILLS 2 CT | 0 | 0.2 |  | FOOTHILL | 18 KV | UNIT 5
Duke Energy Kentucky (EKPC Zone) | 1048074 | EDGEMOOR13 KV HAYRD5 | DPL EDGE HAY5 CT | 0 | 0.2 |  | EDGEMOOR | 13 KV | HAYRD5
Duke Energy Kentucky (EKPC Zone) | 1048073 | EDGEMOOR13 KV HAYRD6 | DPL EDGE HAY6 CT | 0 | 0.1 |  | EDGEMOOR | 13 KV | HAYRD6
Duke Energy Kentucky (EKPC Zone) | 1048072 | EDGEMOOR13 KV HAYRD7 | DPL EDGE HAY7 CT | 0 | 0.1 |  | EDGEMOOR | 13 KV | HAYRD7
Duke Energy Kentucky (EKPC Zone) | 1048075 | EDGEMOOR18 KV HAYRD8 | DPL EDGE HR8 F | 0 | 0.2 |  | EDGEMOOR | 18 KV | HAYRD8
Duke Energy Kentucky (EKPC Zone) | 71856747 | PSEGGLOB22 KV 5 | AEP WATERFORD 1 | 0 | 0.8 |  | PSEGGLOB | 22 KV | 5
Duke Energy Kentucky (EKPC Zone) | 71856741 | PSEGGLOB18 KV 6 | AEP WATERFORD 2 | 0 | 0.3 |  | PSEGGLOB | 18 KV | 6
Duke Energy Kentucky (EKPC Zone) | 71856743 | PSEGGLOB18 KV 7 | AEP WATERFORD 3 | 0 | 0.3 |  | PSEGGLOB | 18 KV | 7
Duke Energy Kentucky (EKPC Zone) | 71856745 | PSEGGLOB18 KV 8 | AEP WATERFORD 4 | 0 | 0.3 |  | PSEGGLOB | 18 KV | 8
Duke Energy Kentucky (EKPC Zone) | 50540 | GRAYFR_113 KV 1 GEN | PE GRAY NUG F | 0 | 0.2 |  | GRAYFR_1 | 13 KV | 1 GEN
Duke Energy Kentucky (EKPC Zone) | 10700781 | PRINTZ 18 KV STG | PE LIBERTY F | 0 | 0.2 |  | PRINTZ | 18 KV | STG

## DEOK
|  |  |  | Historical Capacity | 18/19 Capacity |  | LMP Point |  |  | Rate-based
Zone | Pnode ID | FTR Name | Historical Unit Name | (MW) | (MW) | Retired | B1 | B2 | B3 | Replacement
DEOK | 119118251 | BECKJORD13.8 KV UN2 | Walter C Beckjord #2 | 94 | 0 | Y | BECKJORD | 13.8 KV | UN2
DEOK | 119118253 | BECKJORD18 KV UN3 | Walter C Beckjord #3 | 128 | 0 | Y | BECKJORD | 18 KV | UN3
DEOK | 34886951 | BECKJORD18 KV UN4 | Walter C Beckjord #4 | 150 | 0 | Y | BECKJORD | 18 KV | UN4
DEOK | 34886953 | BECKJORD22 KV UN5 | Walter C Beckjord #5 | 238 | 0 | Y | BECKJORD | 22 KV | UN5
DEOK | 1207075158 | BECKJORD13.8 KV BECKBT1 | Walter C Beckjord #6 | 155.3 | 0 | Y | BECKJORD | 13.8 KV | BECKBT1
DEOK | 119118251 | BECKJORD13.8 KV UN2 | Walter C Beckjord #1 | 94 | 0 | Y | BECKJORD | 13.8 KV | UN2
DEOK | 119118241 | BECKJORD13.8 KV GT1 | Walter C Beckjord GT1 | 47 | 0 | Y | BECKJORD | 13.8 KV | GT1
DEOK | 119118243 | BECKJORD13.8 KV GT2 | Walter C Beckjord GT2 | 47 | 0 | Y | BECKJORD | 13.8 KV | GT2
DEOK | 119118245 | BECKJORD13.8 KV GT3 | Walter C Beckjord GT3 | 47 | 0 | Y | BECKJORD | 13.8 KV | GT3
DEOK | 119118247 | BECKJORD13.8 KV GT4 | Walter C Beckjord GT4 | 47 | 0 | Y | BECKJORD | 13.8 KV | GT4
DEOK | 119118255 | D_C_GEN 13 KV CT1 | Dicks Creek #1 | 92 | 69 |  | D_C_GEN | 13 KV | CT1
DEOK | 119118257 | D_C_GEN 13 KV CT3 | Dicks Creek #3 | 14 | 12.9 |  | D_C_GEN | 13 KV | CT3
DEOK | 119118259 | D_C_GEN 13 KV CT4 | Dicks Creek #4 | 15 | 15 |  | D_C_GEN | 13 KV | CT4
DEOK | 119118261 | D_C_GEN 13 KV CT5 | Dicks Creek #5 | 15 | 15 |  | D_C_GEN | 13 KV | CT5
DEOK | 123901541 | MIAMIFOR22 KV MI7 | Miami Fort #7 | 320 | 326.4 |  | MIAMIFOR | 22 KV | MI7
DEOK | 123901543 | MIAMIFOR22 KV MI8 | Miami Fort #8 | 320 | 326.4 |  | MIAMIFOR | 22 KV | MI8
DEOK | 119118265 | MIAMIFOR13.2 KV CT3 | Miami Fort GT3 | 14 | 12.7 |  | MIAMIFOR | 13.2 KV | CT3
DEOK | 119118267 | MIAMIFOR13.2 KV CT4 | Miami Fort GT4 | 14 | 12.3 |  | MIAMIFOR | 13.2 KV | CT4
DEOK | 119118269 | MIAMIFOR13.2 KV CT5 | Miami Fort GT5 | 14 | 13.6 |  | MIAMIFOR | 13.2 KV | CT5
DEOK | 119118271 | MIAMIFOR13.2 KV CT6 | Miami Fort GT6 | 14 | 14 |  | MIAMIFOR | 13.2 KV | CT6
DEOK | 123901553 | ZIMMER2 25 KV ZM1_C | W H Zimmer #1 | 604.5 | 604.5 |  | ZIMMER2 | 25 KV | ZM1_C
DEOK | 1067169513 | KILLEN 23.4 KV KI2 | KILLEN #2 | 198 | 198 |  | KILLEN | 23.4 KV | KI2
DEOK | 38367957 | STUART2 22.8 KV ST1 | STUART 1 | 228.2 | 0 | Y | STUART2 | 22.8 KV | ST1
DEOK | 38367959 | STUART2 22.8 KV ST2 | STUART 2 | 228.2 | 225 |  | STUART2 | 22.8 KV | ST2
DEOK | 38367961 | STUART2 22.8 KV ST3 | STUART 3 | 228.2 | 225 |  | STUART2 | 22.8 KV | ST3
DEOK | 38367963 | STUART2 22.8 KV ST4 | STUART 4 | 228.2 | 225 |  | STUART2 | 22.8 KV | ST4
DEOK | 38367953 | CONESVIL26 KV CV4 | CONESVILLE 4 | 312 | 312 |  | CONESVIL | 26 KV | CV4
DEOK | 123901549 | YANKEE 13 KV GENC | DEOK YANKEE 1 F | 0 | 47 |  | YANKEE | 13 KV | GENC
DEOK | 1123180604 | MELDDAM 13.8 KV GEN_1 | DEOK MELDAHL DAM 1 H | 0 | 57.6 |  | MELDDAM | 13.8 KV | GEN_1 | Rate-based
DEOK | 87901551 | DLTAPLNT13.8 KV GEN1 | PE DELTA 1CC | 0 | 27.6 |  | DLTAPLNT | 13.8 KV | GEN1
DEOK | 87901553 | DLTAPLNT13.8 KV GEN2 | PE DELTA 2CC | 0 | 29.7 |  | DLTAPLNT | 13.8 KV | GEN2
DEOK | 87901555 | DLTAPLNT13.8 KV GEN3 | PE DELTA 3CC | 0 | 29.7 |  | DLTAPLNT | 13.8 KV | GEN3
DEOK | 112586171 | DLTAPLNT18 KV GEN4 | PE DELTA 4CC | 0 | 45 |  | DLTAPLNT | 18 KV | GEN4
DEOK | 21601797 | LINWDPE 18 KV STM | PE PHILLIPS ISL 1CC | 0 | 180 |  | LINWDPE | 18 KV | STM
DEOK | 74008735 | FOOTHILL18 KV UNIT 4 | AEP FOOT HILLS 1 CT | 0 | 40 |  | FOOTHILL | 18 KV | UNIT 4
DEOK | 74008737 | FOOTHILL18 KV UNIT 5 | AEP FOOT HILLS 2 CT | 0 | 40 |  | FOOTHILL | 18 KV | UNIT 5
DEOK | 1048074 | EDGEMOOR13 KV HAYRD5 | DPL EDGE HAY5 CT | 0 | 33.9 |  | EDGEMOOR | 13 KV | HAYRD5
DEOK | 1048073 | EDGEMOOR13 KV HAYRD6 | DPL EDGE HAY6 CT | 0 | 33.9 |  | EDGEMOOR | 13 KV | HAYRD6
DEOK | 1048072 | EDGEMOOR13 KV HAYRD7 | DPL EDGE HAY7 CT | 0 | 33.9 |  | EDGEMOOR | 13 KV | HAYRD7
DEOK | 1048075 | EDGEMOOR18 KV HAYRD8 | DPL EDGE HR8 F | 0 | 50.3 |  | EDGEMOOR | 18 KV | HAYRD8
DEOK | 71856747 | PSEGGLOB22 KV 5 | AEP WATERFORD 1 | 0 | 98.6 |  | PSEGGLOB | 22 KV | 5
DEOK | 71856741 | PSEGGLOB18 KV 6 | AEP WATERFORD 2 | 0 | 45.8 |  | PSEGGLOB | 18 KV | 6
DEOK | 71856743 | PSEGGLOB18 KV 7 | AEP WATERFORD 3 | 0 | 45.8 |  | PSEGGLOB | 18 KV | 7
DEOK | 71856745 | PSEGGLOB18 KV 8 | AEP WATERFORD 4 | 0 | 45.8 |  | PSEGGLOB | 18 KV | 8
DEOK | 50540 | GRAYFR_113 KV 1 GEN | PE GRAY NUG F | 0 | 44 |  | GRAYFR_1 | 13 KV | 1 GEN
DEOK | 10700781 | PRINTZ 18 KV STG | PE LIBERTY F | 0 | 146 |  | PRINTZ | 18 KV | STG
DEOK | 1388614721 | GARVER 21 KV MIDDLTCT | MIDDLETOWN CC | 0 | 225 |  | GARVER | 21 KV | MIDDLTCT
Buckeye REC (DEOK Zone) | 40243873 | TIDD_AEP24 KV CD2 | CARDINAL 2 | 18.3 | 18.3 |  | TIDD_AEP | 24 KV | CD2
Buckeye REC (DEOK Zone) | 40243869 | TIDD_AEP26 KV CD3 | CARDINAL 3 | 19.7 | 19.7 |  | TIDD_AEP | 26 KV | CD3
Buckeye REC (DEOK Zone) |  |  | Share of units assigned to AEP Zone | 12.2 | 12.2 |  |  | See AEP Resource List
City of Hamilton (DEOK Zone) | 130992111 | GREENUP | Greenup Hydro #1 | 23.4 | 22 |  | GREENUP | 4 KV | G1
City of Hamilton (DEOK Zone) | 130992111 | GREENUP | Greenup Hydro #2 | 23.4 | 22 |  | GREENUP | 4 KV | G2
City of Hamilton (DEOK Zone) | 130992111 | GREENUP | Greenup Hydro #3 | 23.4 | 22 |  | GREENUP | 4 KV | G3
Duke Energy Kentucky (DEOK Zone) | 123901537 | EBEND 20 KV EB2 | East Bend | 406.1 | 406.1 |  | EBEND | 20 KV | EB2
Duke Energy Kentucky (DEOK Zone) | 119118263 | MIAMIFOR18 KV G6 | Miami Fort #6 | 159.9 | 0 | Y | MIAMIFOR | 18 KV | G6
Duke Energy Kentucky (DEOK Zone) | 112586203 | WOODSDAL13.5 KV CT1 | Woodsdale GT1 | 80.1 | 75.6 |  | WOODSDAL | 13.5 KV | CT1
Duke Energy Kentucky (DEOK Zone) | 112586205 | WOODSDAL13.5 KV CT2 | Woodsdale GT2 | 80.1 | 75.6 |  | WOODSDAL | 13.5 KV | CT2
Duke Energy Kentucky (DEOK Zone) | 112586207 | WOODSDAL13.5 KV CT3 | Woodsdale GT3 | 80.1 | 75.6 |  | WOODSDAL | 13.5 KV | CT3
Duke Energy Kentucky (DEOK Zone) | 112586209 | WOODSDAL13.5 KV CT4 | Woodsdale GT4 | 80.1 | 75.6 |  | WOODSDAL | 13.5 KV | CT4
Duke Energy Kentucky (DEOK Zone) | 112586211 | WOODSDAL13.5 KV CT5 | Woodsdale GT5 | 80.1 | 75.6 |  | WOODSDAL | 13.5 KV | CT5
Duke Energy Kentucky (DEOK Zone) | 112586213 | WOODSDAL13.5 KV CT6 | Woodsdale GT6 | 80.1 | 75.6 |  | WOODSDAL | 13.5 KV | CT6
Duke Energy Kentucky (DEOK Zone) | 87901551 | DLTAPLNT13.8 KV GEN1 | PE DELTA 1CC | 0 | 5.5 |  | DLTAPLNT | 13.8 KV | GEN1
Duke Energy Kentucky (DEOK Zone) | 87901553 | DLTAPLNT13.8 KV GEN2 | PE DELTA 2CC | 0 | 5.8 |  | DLTAPLNT | 13.8 KV | GEN2
Duke Energy Kentucky (DEOK Zone) | 87901555 | DLTAPLNT13.8 KV GEN3 | PE DELTA 3CC | 0 | 5.8 |  | DLTAPLNT | 13.8 KV | GEN3
Duke Energy Kentucky (DEOK Zone) | 112586171 | DLTAPLNT18 KV GEN4 | PE DELTA 4CC | 0 | 8.9 |  | DLTAPLNT | 18 KV | GEN4
Duke Energy Kentucky (DEOK Zone) | 21601797 | LINWDPE 18 KV STM | PE PHILLIPS ISL 1CC | 0 | 32 |  | LINWDPE | 18 KV | STM
Duke Energy Kentucky (DEOK Zone) | 74008735 | FOOTHILL18 KV UNIT 4 | AEP FOOT HILLS 1 CT | 0 | 7.8 |  | FOOTHILL | 18 KV | UNIT 4
Duke Energy Kentucky (DEOK Zone) | 74008737 | FOOTHILL18 KV UNIT 5 | AEP FOOT HILLS 2 CT | 0 | 7.8 |  | FOOTHILL | 18 KV | UNIT 5
Duke Energy Kentucky (DEOK Zone) | 1048074 | EDGEMOOR13 KV HAYRD5 | DPL EDGE HAY5 CT | 0 | 6.8 |  | EDGEMOOR | 13 KV | HAYRD5
Duke Energy Kentucky (DEOK Zone) | 1048073 | EDGEMOOR13 KV HAYRD6 | DPL EDGE HAY6 CT | 0 | 6.8 |  | EDGEMOOR | 13 KV | HAYRD6
Duke Energy Kentucky (DEOK Zone) | 1048072 | EDGEMOOR13 KV HAYRD7 | DPL EDGE HAY7 CT | 0 | 6.8 |  | EDGEMOOR | 13 KV | HAYRD7
Duke Energy Kentucky (DEOK Zone) | 1048075 | EDGEMOOR18 KV HAYRD8 | DPL EDGE HR8 F | 0 | 10.2 |  | EDGEMOOR | 18 KV | HAYRD8
Duke Energy Kentucky (DEOK Zone) | 71856747 | PSEGGLOB22 KV 5 | AEP WATERFORD 1 | 0 | 19.4 |  | PSEGGLOB | 22 KV | 5
Duke Energy Kentucky (DEOK Zone) | 71856741 | PSEGGLOB18 KV 6 | AEP WATERFORD 2 | 0 | 9 |  | PSEGGLOB | 18 KV | 6
Duke Energy Kentucky (DEOK Zone) | 71856743 | PSEGGLOB18 KV 7 | AEP WATERFORD 3 | 0 | 9 |  | PSEGGLOB | 18 KV | 7
Duke Energy Kentucky (DEOK Zone) | 71856745 | PSEGGLOB18 KV 8 | AEP WATERFORD 4 | 0 | 9 |  | PSEGGLOB | 18 KV | 8
Duke Energy Kentucky (DEOK Zone) | 50540 | GRAYFR_113 KV 1 GEN | PE GRAY NUG F | 0 | 8 |  | GRAYFR_1 | 13 KV | 1 GEN
Duke Energy Kentucky (DEOK Zone) | 10700781 | PRINTZ 18 KV STG | PE LIBERTY F | 0 | 28 |  | PRINTZ | 18 KV | STG
EKPC (DEOK Zone) |  |  | Share of units assigned to EKPC Zone | 26.4 | 26.4 |  |  | See EKPC Resource List

## ATSI
|  |  |  | Historical Capacity | 18/19 Capacity |  | LMP Point |  |  | Rate-based
Zone | Pnode ID | FTR Name | Historical Unit Name | (MW) | (MW) | Retired | B1 | B2 | B3 | Replacement
ATSI | 98370537 | ASHTABUL18 KV AT50 | ASHTABULA | 244 | 0 | Y | ASHTABUL | 18 KV | AT50
ATSI | 93354051 | BAYSHOR218 KV BS10 | BAYSHORE 1 | 136 | 136 |  | BAYSHOR2 | 18 KV | BS10
ATSI | 93354053 | BAYSHOR218 KV BS20 | BAYSHORE 2 | 138 | 0 | Y | BAYSHOR2 | 18 KV | BS20
ATSI | 93354055 | BAYSHOR218 KV BS30 | BAYSHORE 3 | 142 | 0 | Y | BAYSHOR2 | 18 KV | BS30
ATSI | 93354049 | BAYSHOR220 KV BS40 | BAYSHORE 4 | 215 | 0 | Y | BAYSHOR2 | 20 KV | BS40
ATSI | 1338431708 | OREGONEN19 KV CTG12 | OREGON CC | 0 | 228 |  | OREGONEN | 19 KV | CTG12
ATSI | 93354047 | BAYSHOR2138 KV BS81 | BAYSHORE CT 1 | 16 | 14.6 |  | BAYSHOR2 | 138 KV | BS81
ATSI | 38367975 | BEAV DUQ22 KV UNIT1 | BEAVER VALLEY 1 | 911 | 920 |  | BEAV DUQ | 22 KV | UNIT1
ATSI | 38367977 | BEAV DUQ22 KV UNIT2 | BEAVER VALLEY 2 | 904 | 909 |  | BEAV DUQ | 22 KV | UNIT2
ATSI | 34509931 | CLOVEROE138 KV GENDUMMY | BURGER 3 | 94 | 0 | Y | CLOVEROE | 138 KV | GENDUMMY
ATSI | 34509931 | CLOVEROE138 KV GENDUMMY | BURGER DIESEL | 6.3 | 0 | Y | CLOVEROE | 138 KV | GENDUMMY
ATSI | 98370477 | DAVISBES25 KV DB10 | DAVIS BESSE 1 | 896 | 894 |  | DAVISBES | 25 KV | DB10
ATSI | 1268572740 | EASTLAKE18 KV G1SC | EASTLAKE 1 | 132 | 0 | Y | EASTLAKE | 18 KV | G1SC
ATSI | 1268572741 | EASTLAKE18 KV G2SC | EASTLAKE 2 | 132 | 0 | Y | EASTLAKE | 18 KV | G2SC
ATSI | 1268572742 | EASTLAKE18 KV G3SC | EASTLAKE 3 | 132 | 0 | Y | EASTLAKE | 18 KV | G3SC
ATSI | 1248993533 | EASTLAKE18 KV G4SC | EASTLAKE 4 | 240 | 0 | Y | EASTLAKE | 18 KV | G4SC
ATSI | 1248993528 | EASTLAKE24 KV SC5 | EASTLAKE 5 | 597 | 0 | Y | EASTLAKE | 24 KV | SC5
ATSI | 1318145141 | EASTLAKE13.2 KV EL6 | EASTLAKE 6 | 24 | 24 |  | EASTLAKE | 13.2 KV | EL6
ATSI | 106856935 | FREMONTE18 KV FT1 | FREMONT CT1 | 180 | 171 |  | FREMONTE | 18 KV | FT1
ATSI | 106856937 | FREMONTE18 KV FT2 | FREMONT CT2 | 180 | 171 |  | FREMONTE | 18 KV | FT2
ATSI | 106856939 | FREMONTE23 KV FT3 | FREMONT ST1 | 325 | 343 |  | FREMONTE | 23 KV | FT3
ATSI | 123901531 | LAKESHOR18 KV LS18 | LAKESHORE | 245 | 0 | Y | LAKESHOR | 18 KV | LS18
ATSI | 32414853 | CLARKOE 69 KV A | MAD RIVER CT A | 25 | 0 | Y | CLARKOE | 69 KV | A
ATSI | 32414853 | CLARKOE 69 KV A | MAD RIVER CT B | 25 | 0 | Y | CLARKOE | 69 KV | A
ATSI | 87901625 | MANSFIEL17 KV UN1 | MANSFIELD 1 | 830 | 830 |  | MANSFIEL | 17 KV | UN1
ATSI | 87901627 | MANSFIEL17 KV UN2 | MANSFIELD 2 | 830 | 830 |  | MANSFIEL | 17 KV | UN2
ATSI | 87901629 | MANSFIEL17 KV UN3 | MANSFIELD 3 | 830 | 830 |  | MANSFIEL | 17 KV | UN3
ATSI | 87901631 | PERRY_FE22 KV PR10 | PERRY 1 | 1260 | 1240 |  | PERRY_FE | 22 KV | PR10
ATSI | 44460895 | RICHLND 138 KV RP81 | RICHLAND 1 | 11 | 11 |  | RICHLND | 138 KV | RP81
ATSI | 44460897 | RICHLND 138 KV RP82 | RICHLAND 2 | 11 | 11 |  | RICHLND | 138 KV | RP82
ATSI | 44460899 | RICHLND 138 KV RP83 | RICHLAND 3 | 11 | 11 |  | RICHLND | 138 KV | RP83
ATSI | 93354067 | RICHLND 14 KV RP84 | RICHLAND 4 | 118 | 118 |  | RICHLND | 14 KV | RP84
ATSI | 93354069 | RICHLND 14 KV RP85 | RICHLAND 5 | 118 | 118 |  | RICHLND | 14 KV | RP85
ATSI | 93354071 | RICHLND 14 KV RP86 | RICHLAND 6 | 118 | 118 |  | RICHLND | 14 KV | RP86
ATSI | 98370511 | SAMMISFE19 KV SL10 | SAMMIS 1 | 180 | 160 |  | SAMMISFE | 19 KV | SL10
ATSI | 98370513 | SAMMISFE19 KV SL20 | SAMMIS 2 | 180 | 160 |  | SAMMISFE | 19 KV | SL20
ATSI | 98370515 | SAMMISFE19 KV SH30 | SAMMIS 3 | 180 | 160 |  | SAMMISFE | 19 KV | SH30
ATSI | 98370517 | SAMMISFE19 KV SH40 | SAMMIS 4 | 180 | 160 |  | SAMMISFE | 19 KV | SH40
ATSI | 98370509 | SAMMISFE23.4 KV SH50 | SAMMIS 5 | 300 | 290 |  | SAMMISFE | 23.4 KV | SH50
ATSI | 98370519 | SAMMISFE19 KV SH60 | SAMMIS 6 | 620 | 600 |  | SAMMISFE | 19 KV | SH60
ATSI | 98370521 | SAMMISFE19 KV SH70 | SAMMIS 7 | 620 | 600 |  | SAMMISFE | 19 KV | SH70
ATSI | 98370507 | SAMMISFE138 KV SL91 | SAMMIS DIESEL | 13 | 13 |  | SAMMISFE | 138 KV | SL91
ATSI | 93354073 | STRYKER 138 KV SP81 | STRYKER CT | 17 | 14.3 |  | STRYKER | 138 KV | SP81
ATSI | 32418971 | LEMOYNE218 KV UN1 | TROY 1 | 150 | 160 |  | LEMOYNE2 | 18 KV | UN1
ATSI | 32418973 | LEMOYNE218 KV UN2 | TROY 2 | 150 | 160 |  | LEMOYNE2 | 18 KV | UN2
ATSI | 32418975 | LEMOYNE218 KV UN3 | TROY 3 | 150 | 160 |  | LEMOYNE2 | 18 KV | UN3
ATSI | 32418977 | LEMOYNE218 KV UN4 | TROY 4 | 150 | 160 |  | LEMOYNE2 | 18 KV | UN4
ATSI | 98370527 | BEAVER 13.8 KV WL20 | WEST LORAIN 2 | 85 | 76.2 |  | BEAVER | 13.8 KV | WL20
ATSI | 98370529 | BEAVER 13.8 KV WL30 | WEST LORAIN 3 | 85 | 77.5 |  | BEAVER | 13.8 KV | WL30
ATSI | 98370531 | BEAVER 13.8 KV WL40 | WEST LORAIN 4 | 85 | 76.6 |  | BEAVER | 13.8 KV | WL40
ATSI | 98370533 | BEAVER 13.8 KV WL50 | WEST LORAIN 5 | 85 | 77.9 |  | BEAVER | 13.8 KV | WL50
ATSI | 98370535 | BEAVER 13.8 KV WL60 | WEST LORAIN 6 | 85 | 78.2 |  | BEAVER | 13.8 KV | WL60
ATSI | 98370525 | BEAVER 13.2 KV WL-A | WEST LORAIN A | 57 | 51.6 |  | BEAVER | 13.2 KV | WL-A
ATSI | 98370523 | BEAVER 13.2 KV WL-B | WEST LORAIN B | 57 | 53.6 |  | BEAVER | 13.2 KV | WL-B
ATSI | 123901529 | LAKVEW 34 KV OTTAWCTY | FE OTTAWA COUNTY 1 LF | 0 | 1.6 |  | LAKVEW | 34 KV | OTTAWCTY
ATSI | 47012281 | LOWELL 69 KV CARBONLI | FE CARBON ALUM 1 LF | 0 | 9.2 |  | LOWELL | 69 KV | CARBONLI | Rate-based
ATSI | 123901527 | AVERY 69 KV ERIECTY | FE ERIE COUNTY 1 LF | 0 | 2 |  | AVERY | 69 KV | ERIECTY | Rate-based
ATSI | 1107290410 | SANBORN 34 KV GENEVALF | FE GENEVA 1 LF | 0 | 3.8 |  | SANBORN | 34 KV | GENEVALF | Rate-based
ATSI | 1075455337 | OBERLIN 69 KV LORAINLF | FE LORAIN 1 LF | 0 | 7.1 |  | OBERLIN | 69 KV | LORAINLF | Rate-based
ATSI | 1084391926 | BOARDMAN69 KV MAHONILF | FE MAHONING 1 LF | 0 | 3.8 |  | BOARDMAN | 69 KV | MAHONILF | Rate-based
ATSI | 123901529 | LAKVEW 34 KV OTTAWCTY | FE OTTAWA COUNTY 1 LF | 0 | 0.3 |  | LAKVEW | 34 KV | OTTAWCTY | Rate-based
ATSI | 1123180604 | MELDDAM 13.8 KV GEN_1 | DEOK MELDAHL DAM 1 H | 0 | 21 |  | MELDDAM | 13.8 KV | GEN_1 | Rate-based
ATSI | 123901519 | BLUECREE34.5 KV BLUEC3WF | AEP BLUE CREEK 3 WF | 0 | 3.2 |  | BLUECREE | 34.5 KV | BLUEC3WF | Rate-based
ATSI | 87901551 | DLTAPLNT13.8 KV GEN1 | PE DELTA 1CC | 0 | 38 |  | DLTAPLNT | 13.8 KV | GEN1
ATSI | 87901553 | DLTAPLNT13.8 KV GEN2 | PE DELTA 2CC | 0 | 40.8 |  | DLTAPLNT | 13.8 KV | GEN2
ATSI | 87901555 | DLTAPLNT13.8 KV GEN3 | PE DELTA 3CC | 0 | 40.8 |  | DLTAPLNT | 13.8 KV | GEN3
ATSI | 112586171 | DLTAPLNT18 KV GEN4 | PE DELTA 4CC | 0 | 62 |  | DLTAPLNT | 18 KV | GEN4
ATSI | 21601797 | LINWDPE 18 KV STM | PE PHILLIPS ISL 1CC | 0 | 244.2 |  | LINWDPE | 18 KV | STM
ATSI | 74008735 | FOOTHILL18 KV UNIT 4 | AEP FOOT HILLS 1 CT | 0 | 53.8 |  | FOOTHILL | 18 KV | UNIT 4
ATSI | 74008737 | FOOTHILL18 KV UNIT 5 | AEP FOOT HILLS 2 CT | 0 | 53.8 |  | FOOTHILL | 18 KV | UNIT 5
ATSI | 1048074 | EDGEMOOR13 KV HAYRD5 | DPL EDGE HAY5 CT | 0 | 46.4 |  | EDGEMOOR | 13 KV | HAYRD5
ATSI | 1048073 | EDGEMOOR13 KV HAYRD6 | DPL EDGE HAY6 CT | 0 | 46.4 |  | EDGEMOOR | 13 KV | HAYRD6
ATSI | 1048072 | EDGEMOOR13 KV HAYRD7 | DPL EDGE HAY7 CT | 0 | 46.4 |  | EDGEMOOR | 13 KV | HAYRD7
ATSI | 1048075 | EDGEMOOR18 KV HAYRD8 | DPL EDGE HR8 F | 0 | 68.8 |  | EDGEMOOR | 18 KV | HAYRD8
ATSI | 71856747 | PSEGGLOB22 KV 5 | AEP WATERFORD 1 | 0 | 133.4 |  | PSEGGLOB | 22 KV | 5
ATSI | 71856741 | PSEGGLOB18 KV 6 | AEP WATERFORD 2 | 0 | 61.8 |  | PSEGGLOB | 18 KV | 6
ATSI | 71856743 | PSEGGLOB18 KV 7 | AEP WATERFORD 3 | 0 | 61.8 |  | PSEGGLOB | 18 KV | 7
ATSI | 71856745 | PSEGGLOB18 KV 8 | AEP WATERFORD 4 | 0 | 61.8 |  | PSEGGLOB | 18 KV | 8
ATSI | 50540 | GRAYFR_113 KV 1 GEN | PE GRAY NUG F | 0 | 60 |  | GRAYFR_1 | 13 KV | 1 GEN
ATSI | 10700781 | PRINTZ 18 KV STG | PE LIBERTY F | 0 | 199.2 |  | PRINTZ | 18 KV | STG
Buckeye REC (ATSI Zone) | 40243873 | TIDD_AEP24 KV CD2 | CARDINAL 2 | 59.9 | 59.9 |  | TIDD_AEP | 24 KV | CD2
Buckeye REC (ATSI Zone) | 40243869 | TIDD_AEP26 KV CD3 | CARDINAL 3 | 64.5 | 64.5 |  | TIDD_AEP | 26 KV | CD3
Buckeye REC (ATSI Zone) |  |  | Share of units assigned to AEP Zone | 40.1 | 40.1 |  |  | See AEP Resource List

## AEP, DAY
|  |  |  | Historical Capacity | 18/19 Capacity |  | LMP Point |  |  | Rate-based
Zone | Pnode ID | FTR Name | Historical Unit Name | (MW) | (MW) | Retired | B1 | B2 | B3 | Replacement
AEP | 40243775 | AMOS 26 KV AM1 | AMOS 1 | 800 | 800 |  | AMOS | 26 KV | AM1
AEP | 40243779 | AMOS 26 KV AM2 | AMOS 2 | 800 | 800 |  | AMOS | 26 KV | AM2
AEP | 40243777 | AMOS 26 KV AM3 | AMOS 3 | 1300 | 1330 |  | AMOS | 26 KV | AM3
AEP | 1207075158 | BECKJORD13.8 KV BECKBT1 | BECKJORD 6 | 52 | 0 | Y | BECKJORD | 13.8 KV | BECKBT1
AEP | 32418283 | BERRHYD 4 KV BR1 | BERRIEN SPRINGS 1 | 0.2 | 0.5 |  | BERRHYD | 4 KV | BR1
AEP | 32418291 | BERRHYD 4 KV BR2 | BERRIEN SPRINGS 2 | 0.2 | 0.5 |  | BERRHYD | 4 KV | BR2
AEP | 32418293 | BERRHYD 4 KV BR3 | BERRIEN SPRINGS 3 | 0.2 | 0.5 |  | BERRHYD | 4 KV | BR3
AEP | 32418295 | BERRHYD 4 KV BR4 | BERRIEN SPRINGS 4 | 0.2 | 0.5 |  | BERRHYD | 4 KV | BR4
AEP | 32418297 | BERRHYD 4 KV BR5 | BERRIEN SPRINGS 5 | 0.2 | 0.5 |  | BERRHYD | 4 KV | BR5
AEP | 32418299 | BERRHYD 4 KV BR6 | BERRIEN SPRINGS 6 | 0.2 | 0.5 |  | BERRHYD | 4 KV | BR6
AEP | 32418301 | BERRHYD 4 KV BR7 | BERRIEN SPRINGS 7 | 0.2 | 0.5 |  | BERRHYD | 4 KV | BR7
AEP | 32418303 | BERRHYD 4 KV BR8 | BERRIEN SPRINGS 8 | 0.2 | 0.5 |  | BERRHYD | 4 KV | BR8
AEP | 32418305 | BERRHYD 4 KV BR9 | BERRIEN SPRINGS 9 | 0.2 | 0.5 |  | BERRHYD | 4 KV | BR9
AEP | 32418285 | BERRHYD 4 KV BR10 | BERRIEN SPRINGS 10 | 0.2 | 0.5 |  | BERRHYD | 4 KV | BR10
AEP | 32418287 | BERRHYD 4 KV BR11 | BERRIEN SPRINGS 11 | 0.2 | 0.5 |  | BERRHYD | 4 KV | BR11
AEP | 32418289 | BERRHYD 4 KV BR12 | BERRIEN SPRINGS 12 | 0.2 | 0.5 |  | BERRHYD | 4 KV | BR12
AEP | 40243783 | BIGSANDY22 KV BS1 | BIG SANDY 1 | 260 | 280 |  | BIGSANDY | 22 KV | BS1
AEP | 40243781 | BAKER 26 KV BS2 | BIG SANDY 2 | 800 | 0 | Y | BAKER | 26 KV | BS2
AEP | 32418571 | BSPEAKER138 KV 1 | AEP BIG SANDY 1 CT | 0 | 50 |  | BSPEAKER | 138 KV | 1
AEP | 32418573 | BSPEAKER138 KV 2 | AEP BIG SANDY 2 CT | 0 | 50 |  | BSPEAKER | 138 KV | 2
AEP | 32418575 | BSPEAKER138 KV 3 | AEP BIG SANDY 3 CT | 0 | 50 |  | BSPEAKER | 138 KV | 3
AEP | 32418577 | BSPEAKER138 KV 4 | AEP BIG SANDY 4 CT | 0 | 50 |  | BSPEAKER | 138 KV | 4
AEP | 32418579 | BSPEAKER138 KV 5 | AEP BIG SANDY 5 CT | 0 | 50 |  | BSPEAKER | 138 KV | 5
AEP | 32418581 | BSPEAKER138 KV 6 | AEP BIG SANDY 6 CT | 0 | 50 |  | BSPEAKER | 138 KV | 6
AEP | 32418309 | BUCHANAN2 KV BU1 | BUCHANAN 1 | 0.2 | 0.3 |  | BUCHANAN | 2 KV | BU1
AEP | 32418313 | BUCHANAN2 KV BU2 | BUCHANAN 2 | 0.2 | 0.3 |  | BUCHANAN | 2 KV | BU2
AEP | 32418315 | BUCHANAN2 KV BU3 | BUCHANAN 3 | 0.2 | 0.3 |  | BUCHANAN | 2 KV | BU3
AEP | 32418317 | BUCHANAN2 KV BU4 | BUCHANAN 4 | 0.2 | 0.3 |  | BUCHANAN | 2 KV | BU4
AEP | 32418319 | BUCHANAN2 KV BU5 | BUCHANAN 5 | 0.2 | 0.3 |  | BUCHANAN | 2 KV | BU5
AEP | 32418321 | BUCHANAN2 KV BU6 | BUCHANAN 6 | 0.2 | 0.3 |  | BUCHANAN | 2 KV | BU6
AEP | 32418323 | BUCHANAN2 KV BU7 | BUCHANAN 7 | 0.2 | 0.3 |  | BUCHANAN | 2 KV | BU7
AEP | 32418325 | BUCHANAN2 KV BU8 | BUCHANAN 8 | 0.2 | 0.3 |  | BUCHANAN | 2 KV | BU8
AEP | 32418327 | BUCHANAN2 KV BU9 | BUCHANAN 9 | 0.2 | 0.3 |  | BUCHANAN | 2 KV | BU9
AEP | 32418311 | BUCHANAN2 KV BU10 | BUCHANAN 10 | 0.2 | 0.3 |  | BUCHANAN | 2 KV | BU10
AEP | 32418329 | BUCK 13 KV BK1 | BUCK 1 | 1 | 4.3 |  | BUCK | 13 KV | BK1
AEP | 32418331 | BUCK 13 KV BK2 | BUCK 2 | 1 | 4.3 |  | BUCK | 13 KV | BK2
AEP | 32418333 | BUCK 13 KV BK3 | BUCK 3 | 1 | 4.3 |  | BUCK | 13 KV | BK3
AEP | 32418335 | BYLLESBY13 KV BY1 | BYLLESBY 1 | 1 | 4.3 |  | BYLLESBY | 13 KV | BY1
AEP | 32418337 | BYLLESBY13 KV BY2 | BYLLESBY 2 | 1 | 4.3 |  | BYLLESBY | 13 KV | BY2
AEP | 32418339 | BYLLESBY13 KV BY3 | BYLLESBY 3 | 1 | 4.3 |  | BYLLESBY | 13 KV | BY3
AEP | 32418341 | BYLLESBY13 KV BY4 | BYLLESBY 4 | 1 | 4.3 |  | BYLLESBY | 13 KV | BY4
AEP | 40243871 | TIDD_AEP24 KV CD1 | CARDINAL 1 | 585 | 585 |  | TIDD_AEP | 24 KV | CD1
AEP | 40243873 | TIDD_AEP24 KV CD2 | CARDINAL 2 | 71.5 | 71.5 |  | TIDD_AEP | 24 KV | CD2
AEP | 40243869 | TIDD_AEP26 KV CD3 | CARDINAL 3 | 77.3 | 77.3 |  | TIDD_AEP | 26 KV | CD3
AEP | 40523629 | MISO | CINERGY | 440 | 440 |  |  | MISO Interface
AEP | 32418343 | CLAYTOR 11 KV CL1 | CLAYTOR 1 | 4 | 18.8 |  | CLAYTOR | 11 KV | CL1
AEP | 32418345 | CLAYTOR 11 KV CL2 | CLAYTOR 2 | 4 | 18.8 |  | CLAYTOR | 11 KV | CL2
AEP | 32418347 | CLAYTOR 11 KV CL3 | CLAYTOR 3 | 4 | 18.8 |  | CLAYTOR | 11 KV | CL3
AEP | 32418349 | CLAYTOR 11 KV CL4 | CLAYTOR 4 | 4 | 18.8 |  | CLAYTOR | 11 KV | CL4
AEP | 34509945 | OVEC | CLIFTY CREEK 1 | 87.147 | 0 |  |  | OVEC Interface
AEP | 34509945 | OVEC | CLIFTY CREEK 2 | 87.568 | 0 |  |  | OVEC Interface
AEP | 34509945 | OVEC | CLIFTY CREEK 3 | 85.884 | 0 |  |  | OVEC Interface
AEP | 34509945 | OVEC | CLIFTY CREEK 4 | 85.463 | 0 |  |  | OVEC Interface
AEP | 34509945 | OVEC | CLIFTY CREEK 5 | 87.989 | 0 |  |  | OVEC Interface
AEP | 34509945 | OVEC | CLIFTY CREEK 6 | 85.884 | 0 |  |  | OVEC Interface
AEP | 40243785 | CLINCHRI15.5 KV CR1 | CLINCH RIVER 1 | 230 | 230 |  | CLINCHRI | 15.5 KV | CR1
AEP | 40243787 | CLINCHRI15.5 KV CR2 | CLINCH RIVER 2 | 230 | 230 |  | CLINCHRI | 15.5 KV | CR2
AEP | 40243789 | CLINCHRI15.5 KV CR3 | CLINCH RIVER 3 | 230 | 0 | Y | CLINCHRI | 15.5 KV | CR3
AEP | 32418373 | CONESVIL4 KV CVD | CONESVILLE 1 | 115 | 0 | Y | CONESVIL | 4 KV | CVD
AEP | 32418373 | CONESVIL4 KV CVD | CONESVILLE 2 | 115 | 0 | Y | CONESVIL | 4 KV | CVD
AEP | 32418373 | CONESVIL4 KV CVD | CONESVILLE 3 | 165 | 0 | Y | CONESVIL | 4 KV | CVD
AEP | 38367953 | CONESVIL26 KV CV4 | CONESVILLE 4 | 339 | 339.3 |  | CONESVIL | 26 KV | CV4
AEP | 40243797 | CONESVIL24 KV CV5 | CONESVILLE 5 | 375 | 405 |  | CONESVIL | 24 KV | CV5
AEP | 40243799 | CONESVIL24 KV CV6 | CONESVILLE 6 | 375 | 405 |  | CONESVIL | 24 KV | CV6
AEP | 40243801 | COOK 26 KV CK1 | COOK NUCLEAR 1 | 1016 | 1006 |  | COOK | 26 KV | CK1
AEP | 40243803 | COOK 26 KV CK2 | COOK NUCLEAR 2 | 1077 | 1065 |  | COOK | 26 KV | CK2
AEP | 32418375 | CONSTANT2 KV CO1 | CONSTANTINE 1 | 0.3 | 0.2 |  | CONSTANT | 2 KV | CO1
AEP | 32418377 | CONSTANT2 KV CO2 | CONSTANTINE 2 | 0.3 | 0.2 |  | CONSTANT | 2 KV | CO2
AEP | 32418379 | CONSTANT2 KV CO3 | CONSTANTINE 3 | 0.3 | 0.2 |  | CONSTANT | 2 KV | CO3
AEP | 32418381 | CONSTANT2 KV CO4 | CONSTANTINE 4 | 0.3 | 0.2 |  | CONSTANT | 2 KV | CO4
AEP | 32418473 | MOTTVILL2 KV MO1 | MOTTVILLE 1 | 0.4 | 0.4 |  | MOTTVILL | 2 KV | MO1
AEP | 32418475 | MOTTVILL2 KV MO2 | MOTTVILLE 2 | 0.4 | 0.4 |  | MOTTVILL | 2 KV | MO2
AEP | 32418477 | MOTTVILL2 KV MO3 | MOTTVILLE 3 | 0.4 | 0.4 |  | MOTTVILL | 2 KV | MO3
AEP | 32418479 | MOTTVILL2 KV MO4 | MOTTVILLE 4 | 0.4 | 0.4 |  | MOTTVILL | 2 KV | MO4
AEP | 32418411 | ELKHYDRO4 KV ELK | ELKHART 1 | 0.7 | 0.9 |  | ELKHYDRO | 4 KV | ELK
AEP | 32418411 | ELKHYDRO4 KV ELK | ELKHART 2 | 0.7 | 0.9 |  | ELKHYDRO | 4 KV | ELK
AEP | 32418411 | ELKHYDRO4 KV ELK | ELKHART 3 | 0.7 | 0.9 |  | ELKHYDRO | 4 KV | ELK
AEP | 40243805 | GAVINAEP26 KV GV1 | GAVIN 1 | 1300 | 1315 |  | GAVINAEP | 26 KV | GV1
AEP | 40243807 | GAVINAEP26 KV GV2 | GAVIN 2 | 1300 | 1350 |  | GAVINAEP | 26 KV | GV2
AEP | 40243811 | GLENLYN 13.8 KV GL5 | GLEN LYN 5 | 90 | 0 | Y | GLENLYN | 13.8 KV | GL5
AEP | 40243809 | GLENLYN 15.5 KV GL6 | GLEN LYN 6 | 235 | 0 | Y | GLENLYN | 15.5 KV | GL6
AEP | 40243813 | KAMMER2 15.5 KV KM1 | KAMMER 1 | 200 | 0 | Y | KAMMER2 | 15.5 KV | KM1
AEP | 40243813 | KAMMER2 15.5 KV KM1 | KAMMER 2 | 200 | 0 | Y | KAMMER2 | 15.5 KV | KM1
AEP | 40243813 | KAMMER2 15.5 KV KM1 | KAMMER 3 | 200 | 0 | Y | KAMMER2 | 15.5 KV | KM1
AEP | 32418435 | KANAWHAR18 KV KR1 | KANAWHA RIVER 1 | 195 | 0 | Y | KANAWHAR | 18 KV | KR1
AEP | 32418437 | KANAWHAR18 KV KR2 | KANAWHA RIVER 2 | 195 | 0 | Y | KANAWHAR | 18 KV | KR2
AEP | 34509945 | OVEC | KYGER CREEK 1 | 89.252 | 0 |  |  | OVEC Interface
AEP | 34509945 | OVEC | KYGER CREEK 2 | 85.884 | 0 |  |  | OVEC Interface
AEP | 34509945 | OVEC | KYGER CREEK 3 | 86.305 | 0 |  |  | OVEC Interface
AEP | 34509945 | OVEC | KYGER CREEK 4 | 84.621 | 0 |  |  | OVEC Interface
AEP | 34509945 | OVEC | KYGER CREEK 5 | 84.621 | 0 |  |  | OVEC Interface
APCO(AEP Zone) | 1552845534 | CLIFTYCR15.5 KV CC1 | OVEC |  | 199 |  | CLIFTYCR | 15.5 KV | CC1 | Rate-based
APCO(AEP Zone) | 1552845545 | KYGERCRE15.5 KV KY1 | OVEC |  | 161 |  | KYGERCRE | 15.5 KV | KY1 | Rate-based
IMCO(AEP Zone) | 1552845534 | CLIFTYCR15.5 KV CC1 | OVEC |  | 101 |  | CLIFTYCR | 15.5 KV | CC1 | Rate-based
IMCO(AEP Zone) | 1552845545 | KYGERCRE15.5 KV KY1 | OVEC |  | 79 |  | KYGERCRE | 15.5 KV | KY1 | Rate-based
OPCO(AEP Zone) | 1552845534 | CLIFTYCR15.5 KV CC1 | OVEC |  | 252 |  | CLIFTYCR | 15.5 KV | CC1 | Rate-based
OPCO(AEP Zone) | 1552845545 | KYGERCRE15.5 KV KY1 | OVEC |  | 206 |  | KYGERCRE | 15.5 KV | KY1 | Rate-based
AEP | 32418441 | LEESVILL13 KV LE1 | LEESVILLE 1 | 2 | 25 |  | LEESVILL | 13 KV | LE1
AEP | 32418443 | LEESVILL13 KV LE2 | LEESVILLE 2 | 2 | 25 |  | LEESVILL | 13 KV | LE2
AEP | 32418447 | LONDON 4 KV LO1 | LONDON 1 | 5.3 | 4.8 |  | LONDON | 4 KV | LO1
AEP | 32418449 | LONDON 4 KV LO2 | LONDON 2 | 5.3 | 4.8 |  | LONDON | 4 KV | LO2
AEP | 32418451 | LONDON 4 KV LO3 | LONDON 3 | 5.3 | 4.8 |  | LONDON | 4 KV | LO3
AEP | 32418455 | MARMET 4 KV MA1 | MARMET 1 | 5.3 | 4.8 |  | MARMET | 4 KV | MA1
AEP | 32418457 | MARMET 4 KV MA2 | MARMET 2 | 5.3 | 4.8 |  | MARMET | 4 KV | MA2
AEP | 32418459 | MARMET 4 KV MA3 | MARMET 3 | 5.3 | 4.8 |  | MARMET | 4 KV | MA3
AEP | 40243819 | KAMMER2 26 KV ML1 | MITCHELL 1 | 800 | 770 |  | KAMMER2 | 26 KV | ML1
AEP | 40243821 | KAMMER2 26 KV ML2 | MITCHELL 2 | 800 | 790 |  | KAMMER2 | 26 KV | ML2
AEP | 40243823 | MOUNTAIN26 KV MT1 | MOUNTAINEER 1 | 1300 | 1305 |  | MOUNTAIN | 26 KV | MT1
AEP | 40243833 | MUSKING218 KV MR1 | MUSKINGUM RIVER 1 | 190 | 0 | Y | MUSKING2 | 18 KV | MR1
AEP | 40243831 | MUSKING218 KV MR2 | MUSKINGUM RIVER 2 | 190 | 0 | Y | MUSKING2 | 18 KV | MR2
AEP | 40243833 | MUSKING218 KV MR1 | MUSKINGUM RIVER 3 | 205 | 0 | Y | MUSKING2 | 18 KV | MR1
AEP | 40243831 | MUSKING218 KV MR2 | MUSKINGUM RIVER 4 | 205 | 0 | Y | MUSKING2 | 18 KV | MR2
AEP | 40243831 | MUSKING218 KV MR2 | MUSKINGUM RIVER 5 | 575 | 0 | Y | MUSKING2 | 18 KV | MR2
AEP | 32418493 | NIAGARA22 KV NI1 | NIAGARA 1 | 0.5 | 1.2 |  | NIAGARA2 | 2 KV | NI1
AEP | 32418495 | NIAGARA22 KV NI2 | NIAGARA 2 | 0.5 | 1.2 |  | NIAGARA2 | 2 KV | NI2
AEP | 40243835 | PICWAY 14.4 KV PC5 | PICKWAY 5 | 90 | 0 | Y | PICWAY | 14.4 KV | PC5
AEP | 32418503 | RACINE 8 KV RA1 | RACINE 1 | 8.5 | 23 |  | RACINE | 8 KV | RA1
AEP | 32418505 | RACINE 8 KV RA2 | RACINE 2 | 8.5 | 23 |  | RACINE | 8 KV | RA2
AEP | 32418507 | REUSENS 4 KV RE1 | REUSENS 1 | 2.4 | 0 | Y | REUSENS | 4 KV | RE1
AEP | 32418509 | REUSENS 4 KV RE2 | REUSENS 2 | 2.4 | 0 | Y | REUSENS | 4 KV | RE2
AEP | 32418511 | REUSENS 4 KV RE3 | REUSENS 3 | 2.4 | 0 | Y | REUSENS | 4 KV | RE3
AEP | 32418513 | REUSENS 4 KV RE4 | REUSENS 4 | 2.4 | 0 | Y | REUSENS | 4 KV | RE4
AEP | 32418515 | REUSENS 4 KV RE5 | REUSENS 5 | 2.4 | 0 | Y | REUSENS | 4 KV | RE5
AEP | 40243837 | ROCKPOR226 KV RP1 | ROCKPORT 1 | 1300 | 1315 |  | ROCKPOR2 | 26 KV | RP1
AEP | 40243839 | ROCKPOR226 KV RP2 | ROCKPORT 2 | 1300 | 1300 |  | ROCKPOR2 | 26 KV | RP2
AEP | 32419345 | RPMONE 18 KV 1 | ROBERT P. MONE PLANT 1 | 149 | 145 |  | RPMONE | 18 KV | 1
AEP | 32419347 | RPMONE 18 KV 2 | ROBERT P. MONE PLANT 2 | 149 | 145 |  | RPMONE | 18 KV | 2
AEP | 32419349 | RPMONE 18 KV 3 | ROBERT P. MONE PLANT 3 | 149 | 145 |  | RPMONE | 18 KV | 3
AEP | 40243841 | SMITHMOU13.8 KV SM1 | SMITH MOUNTIAN 1 | 66 | 70 |  | SMITHMOU | 13.8 KV | SM1
AEP | 40243843 | SMITHMOU13.8 KV SM2 | SMITH MOUNTIAN 2 | 174 | 185 |  | SMITHMOU | 13.8 KV | SM2
AEP | 40243845 | SMITHMOU13.8 KV SM3 | SMITH MOUNTIAN 3 | 106 | 105 |  | SMITHMOU | 13.8 KV | SM3
AEP | 40243847 | SMITHMOU13.8 KV SM4 | SMITH MOUNTIAN 4 | 174 | 185 |  | SMITHMOU | 13.8 KV | SM4
AEP | 40243849 | SMITHMOU13.8 KV SM5 | SMITH MOUNTIAN 5 | 66 | 70 |  | SMITHMOU | 13.8 KV | SM5
AEP | 40243851 | SPORNAEP13.8 KV SP1 | SPORN 1 | 145 | 0 | Y | SPORNAEP | 13.8 KV | SP1
AEP | 40243851 | SPORNAEP13.8 KV SP1 | SPORN 2 | 145 | 0 | Y | SPORNAEP | 13.8 KV | SP1
AEP | 40243851 | SPORNAEP13.8 KV SP1 | SPORN 3 | 145 | 0 | Y | SPORNAEP | 13.8 KV | SP1
AEP | 40243851 | SPORNAEP13.8 KV SP1 | SPORN 4 | 145 | 0 | Y | SPORNAEP | 13.8 KV | SP1
AEP | 40243851 | SPORNAEP13.8 KV SP1 | SPORN 5 | 440 | 0 | Y | SPORNAEP | 13.8 KV | SP1
AEP | 38367957 | STUART2 22.8 KV ST1 | STUART 1 | 152 | 0 | Y | STUART2 | 22.8 KV | ST1
AEP | 38367959 | STUART2 22.8 KV ST2 | STUART 2 | 152 | 150 |  | STUART2 | 22.8 KV | ST2
AEP | 38367961 | STUART2 22.8 KV ST3 | STUART 3 | 152 | 150 |  | STUART2 | 22.8 KV | ST3
AEP | 38367963 | STUART2 22.8 KV ST4 | STUART 4 | 152 | 150 |  | STUART2 | 22.8 KV | ST4
AEP | 40243865 | TANNERSC13.8 KV TC1 | TANNERS CREEK 1 | 140 | 0 | Y | TANNERSC | 13.8 KV | TC1
AEP | 40243867 | TANNERSC13.8 KV TC2 | TANNERS CREEK 2 | 140 | 0 | Y | TANNERSC | 13.8 KV | TC2
AEP | 40243861 | TANNERSC18 KV TC3 | TANNERS CREEK 3 | 200 | 0 | Y | TANNERSC | 18 KV | TC3
AEP | 40243863 | TANNERSC20 KV TC4 | TANNERS CREEK 4 | 500 | 0 | Y | TANNERSC | 20 KV | TC4
AEP | 32418559 | WINFIELD4 KV WI1 | WINFIELD 1 | 6.3 | 4.9 |  | WINFIELD | 4 KV | WI1
AEP | 32418561 | WINFIELD4 KV WI2 | WINFIELD 2 | 6.3 | 4.9 |  | WINFIELD | 4 KV | WI2
AEP | 32418563 | WINFIELD4 KV WI3 | WINFIELD 3 | 6.3 | 4.9 |  | WINFIELD | 4 KV | WI3
AEP | 123901555 | ZIMMER2 25 KV ZM1_A | ZIMMER 1 | 330.2 | 330.2 |  | ZIMMER2 | 25 KV | ZM1_A
AEP | 1356163599 | LOGTOWN 34.5 KV PAULDWF | TIMBER ROAD III WF | 0 | 20.1 |  | LOGTOWN | 34.5 KV | PAULDWF
AEP | 1348264767 | STEMPLE 18 KV STG | CARROLL COUNTY CC | 0 | 115 |  | STEMPLE | 18 KV | STG
AEP | 1348264668 | EWATERVT138 KV EWATRVSP | WATERVLIET SOLAR | 0 | 2.3 |  | EWATERVT | 138 KV | EWATRVSP | Rate-based
AEP | 83734403 | GRASSYFA34.5 KV BEECHG1 | AP BEECH RIDGE 1 WF | 0 | 15 |  | GRASSYFA | 34.5 KV | BEECHG1 | Rate-based
AEP | 1318144619 | DEERCREE34 KV DEERCRSP | AEP DEERCREEK 1 SP | 0 | 1.2 |  | DEERCREE | 34 KV | DEERCRSP | Rate-based
AEP | 123901521 | DRESDEN 18 KV STM1 | AEP DRESDEN 1 CC | 0 | 555 |  | DRESDEN | 18 KV | STM1 | Rate-based
AEP | 67719775 | FOWLER 34.5 KV FWLR1AWF | AEP FOWLER RIDGE 1A WF | 0 | 6.3 |  | FOWLER | 34.5 KV | FWLR1AWF | Rate-based
AEP | 67719777 | FOWLER 34.5 KV FWLR1BWF | AEP FOWLER RIDGE 1B WF | 0 | 6.3 |  | FOWLER | 34.5 KV | FWLR1BWF | Rate-based
AEP | 87901601 | FOWLER 34.5 KV FWL2-1WF | AEP FOWLER RIDGE 2-1 WF | 0 | 1.6 |  | FOWLER | 34.5 KV | FWL2-1WF | Rate-based
AEP | 87901603 | FOWLER 34.5 KV FWL2-2WF | AEP FOWLER RIDGE 2-2 WF | 0 | 1.6 |  | FOWLER | 34.5 KV | FWL2-2WF | Rate-based
AEP | 87901605 | FOWLER 34.5 KV FWL2-3WF | AEP FOWLER RIDGE 2-3 WF | 0 | 1.6 |  | FOWLER | 34.5 KV | FWL2-3WF | Rate-based
AEP | 87901607 | FOWLER 34.5 KV FWL2-4WF | AEP FOWLER RIDGE 2-4 WF | 0 | 1.6 |  | FOWLER | 34.5 KV | FWL2-4WF | Rate-based
AEP | 67719779 | FOWLER 34.5 KV FWLR3WF | AEP FOWLER RIDGE 3 WF | 0 | 12.5 |  | FOWLER | 34.5 KV | FWLR3WF | Rate-based
AEP | 1218914821 | HEADWATR34.5 KV HEADWTWF | AEP HEADWATERS 1 WF | 0 | 26 |  | HEADWATR | 34.5 KV | HEADWTWF | Rate-based
AEP | 1348264657 | OLIVE 12 KV OLIVESP | AEP OLIVE 1 SP | 0 | 2.6 |  | OLIVE | 12 KV | OLIVESP | Rate-based
AEP | 34886935 | TOWER11769 KV SUMMHYD1 | AEP SUMMERSVILLE 1-2 H | 0 | 80 |  | TOWER117 | 69 KV | SUMMHYD1 | Rate-based
AEP | 112586191 | TIMBERRD34.5 KV TIMR2WF1 | AEP TIMBER2 1 WF | 0 | 22.9 |  | TIMBERRD | 34.5 KV | TIMR2WF1 | Rate-based
AEP | 34886931 | KLINE 138 KV TWINB1-6 | AEP TWIN BR 1E | 0 | 4.8 |  | KLINE | 138 KV | TWINB1-6 | Rate-based
AEP | 1318144650 | TWINBRAN138 KV TWINBRSP | AEP TWINBRANCH 1 SP | 0 | 1.3 |  | TWINBRAN | 138 KV | TWINBRSP | Rate-based
AEP | 1132294175 | WCATWIND34.5 KV WDCAT2WF | AEP WILDCAT 1B WF | 0 | 12.8 |  | WCATWIND | 34.5 KV | WDCAT2WF | Rate-based
AEP | 63381395 | COVERT 16 KV 1GTG | AEP COVERT 1 CC | 0 | 345 |  | COVERT | 16 KV | 1GTG
AEP | 63381395 | COVERT 16 KV 1GTG | AEP COVERT 2 CC | 0 | 345 |  | COVERT | 16 KV | 1GTG
AEP | 63381395 | COVERT 16 KV 1GTG | AEP COVERT 3 CC | 0 | 345 |  | COVERT | 16 KV | 1GTG
AEP | 71856729 | LAWRENC218 KV S1 | AEP LAWRENCE 1-3 CC | 0 | 285 |  | LAWRENC2 | 18 KV | S1
AEP | 71856735 | LAWRENC218 KV S2 | AEP LAWRENCE 4-6 CC | 0 | 285 |  | LAWRENC2 | 18 KV | S2
AEP | 32418605 | DENAWASH18 KV UN1 | AEP WASHINGTON 1 CC | 0 | 220 |  | DENAWASH | 18 KV | UN1
AEP | 32418607 | DENAWASH18 KV UN2 | AEP WASHINGTON 2 CC | 0 | 200 |  | DENAWASH | 18 KV | UN2
AEP | 32418609 | DENAWASH18 KV UN3 | AEP WASHINGTON 3 CC | 0 | 200 |  | DENAWASH | 18 KV | UN3
AEP | 32418391 | CORNU 18 KV 1GT1 | AEP HANGING ROCK 1 CC | 0 | 203 |  | CORNU | 18 KV | 1GT1
AEP | 32418393 | CORNU 18 KV 1GT2 | AEP HANGING ROCK 2 CC | 0 | 203 |  | CORNU | 18 KV | 1GT2
AEP | 32418395 | CORNU 18 KV 2GT1 | AEP HANGING ROCK 4 CC | 0 | 203 |  | CORNU | 18 KV | 2GT1
AEP | 32418397 | CORNU 18 KV 2GT2 | AEP HANGING ROCK 5 CC | 0 | 204 |  | CORNU | 18 KV | 2GT2
AEP | 32418387 | CORNU 18 KV ST1 | HANGING ROCK CC1 | 0 | 213 |  | CORNU | 18 KV | ST1
AEP | 32418389 | CORNU 18 KV ST2 | HANGING ROCK CC2 | 0 | 214 |  | CORNU | 18 KV | ST2
AEP | 32418627 | FLATLICK18 KV 1 | AEP ROLLING HILL 1 CT | 0 | 166.5 |  | FLATLICK | 18 KV | 1
AEP | 32418629 | FLATLICK18 KV 2 | AEP ROLLING HILL 2 CT | 0 | 165.6 |  | FLATLICK | 18 KV | 2
AEP | 32418631 | FLATLICK18 KV 3 | AEP ROLLING HILL 3 CT | 0 | 167.1 |  | FLATLICK | 18 KV | 3
AEP | 32418633 | FLATLICK18 KV 4 | AEP ROLLING HILL 4 CT | 0 | 165.5 |  | FLATLICK | 18 KV | 4
AEP | 32418635 | FLATLICK18 KV 5 | AEP ROLLING HILL 5 CT | 0 | 166.6 |  | FLATLICK | 18 KV | 5
AEP | 65732155 | ZELDA 18 KV UNIT 1 | AEP RIVERSIDE 1 CT | 0 | 171.5 |  | ZELDA | 18 KV | UNIT 1
AEP | 65732157 | ZELDA 18 KV UNIT 2 | AEP RIVERSIDE 2 CT | 0 | 169.4 |  | ZELDA | 18 KV | UNIT 2
AEP | 65732159 | ZELDA 18 KV UNIT 3 | AEP RIVERSIDE 3 CT | 0 | 167.9 |  | ZELDA | 18 KV | UNIT 3
AEP | 67719775 | FOWLER 34.5 KV FWLR1AWF | AEP FOWLER RIDGE 1A WF | 0 | 12.8 |  | FOWLER | 34.5 KV | FWLR1AWF
AEP | 67719777 | FOWLER 34.5 KV FWLR1BWF | AEP FOWLER RIDGE 1B WF | 0 | 12.8 |  | FOWLER | 34.5 KV | FWLR1BWF
AEP | 87901601 | FOWLER 34.5 KV FWL2-1WF | AEP FOWLER RIDGE 2-1 WF | 0 | 3.3 |  | FOWLER | 34.5 KV | FWL2-1WF | Rate-based
AEP | 87901603 | FOWLER 34.5 KV FWL2-2WF | AEP FOWLER RIDGE 2-2 WF | 0 | 3.3 |  | FOWLER | 34.5 KV | FWL2-2WF | Rate-based
AEP | 87901605 | FOWLER 34.5 KV FWL2-3WF | AEP FOWLER RIDGE 2-3 WF | 0 | 3.3 |  | FOWLER | 34.5 KV | FWL2-3WF | Rate-based
AEP | 87901607 | FOWLER 34.5 KV FWL2-4WF | AEP FOWLER RIDGE 2-4 WF | 0 | 3.3 |  | FOWLER | 34.5 KV | FWL2-4WF | Rate-based
AEP | 1132294175 | WCATWIND34.5 KV WDCAT2WF | AEP WILDCAT 1A WF | 0 | 13.2 |  | WCATWIND | 34.5 KV | WDCAT2WF
AEP | 123901519 | BLUECREE34.5 KV BLUEC3WF | AEP BLUE CREEK 3 WF | 0 | 40.7 |  | BLUECREE | 34.5 KV | BLUEC3WF
AEP | 123901519 | BLUECREE34.5 KV BLUEC3WF | AEP BLUE CREEK 3 WF | 0 | 1.7 |  | BLUECREE | 34.5 KV | BLUEC3WF | Rate-based
AEP | 47012281 | LOWELL 69 KV CARBONLI | FE CARBON ALUM 1 LF | 0 | 2.1 |  | LOWELL | 69 KV | CARBONLI | Rate-based
AEP | 1075455337 | OBERLIN 69 KV LORAINLF | FE LORAIN 1 LF | 0 | 1.5 |  | OBERLIN | 69 KV | LORAINLF | Rate-based
AEP | 123901529 | LAKVEW 34 KV OTTAWCTY | FE OTTAWA COUNTY 1 LF | 0 | 0.1 |  | LAKVEW | 34 KV | OTTAWCTY | Rate-based
AEP | 1123180604 | MELDDAM 13.8 KV GEN_1 | DEOK MELDAHL DAM 1 H | 0 | 16.2 |  | MELDDAM | 13.8 KV | GEN_1 | Rate-based
DAY | 1207075158 | BECKJORD13.8 KV BECKBT1 | BECKJORD 6 | 207 | 0 | Y | BECKJORD | 13.8 KV | BECKBT1
DAY | 34509945 | OVEC | CLIFTY CREEK 1 | 10.143 | 0 |  |  | OVEC Interface
DAY | 34509945 | OVEC | CLIFTY CREEK 2 | 10.192 | 0 |  |  | OVEC Interface
DAY | 34509945 | OVEC | CLIFTY CREEK 3 | 9.996 | 0 |  |  | OVEC Interface
DAY | 34509945 | OVEC | CLIFTY CREEK 4 | 9.947 | 0 |  |  | OVEC Interface
DAY | 34509945 | OVEC | CLIFTY CREEK 5 | 10.241 | 0 |  |  | OVEC Interface
DAY | 34509945 | OVEC | CLIFTY CREEK 6 | 9.996 | 0 |  |  | OVEC Interface
DAY | 38367953 | CONESVIL26 KV CV4 | CONESVILLE 4 | 129 | 128.7 |  | CONESVIL | 26 KV | CV4
DAY | 40243919 | ADKINS 13.8 KV GT1 | DARBY 1 | 73 | 80 |  | ADKINS | 13.8 KV | GT1
DAY | 40243921 | ADKINS 13.8 KV GT2 | DARBY 2 | 73 | 81 |  | ADKINS | 13.8 KV | GT2
DAY | 40243923 | ADKINS 13.8 KV GT3 | DARBY 3 | 73 | 80 |  | ADKINS | 13.8 KV | GT3
DAY | 40243925 | ADKINS 13.8 KV GT4 | DARBY 4 | 73 | 80 |  | ADKINS | 13.8 KV | GT4
DAY | 40243927 | ADKINS 13.8 KV GT5 | DARBY 5 | 73 | 80 |  | ADKINS | 13.8 KV | GT5
DAY | 40243929 | ADKINS 13.8 KV GT6 | DARBY 6 | 73 | 79 |  | ADKINS | 13.8 KV | GT6
DAY | 123901537 | EBEND 20 KV EB2 | EAST BEND 2 | 186 | 186 |  | EBEND | 20 KV | EB2
DAY | 40243881 | 09GRNVIL13.8 KV GT1 | GREENVILLE 1 | 48 | 49 |  | 09GRNVIL | 13.8 KV | GT1
DAY | 40243883 | 09GRNVIL13.8 KV GT2 | GREENVILLE 2 | 48 | 49 |  | 09GRNVIL | 13.8 KV | GT2
DAY | 40243885 | 09GRNVIL13.8 KV GT3 | GREENVILLE 3 | 48 | 49 |  | 09GRNVIL | 13.8 KV | GT3
DAY | 40243887 | 09GRNVIL13.8 KV GT4 | GREENVILLE 4 | 48 | 49 |  | 09GRNVIL | 13.8 KV | GT4
DAY | 40243943 | HUTCHING13.8 KV HU7 | HUTCHINGS #1 | 58 | 0 | Y | HUTCHING | 13.8 KV | HU7
DAY | 40243943 | HUTCHING13.8 KV HU7 | HUTCHINGS #2 | 55 | 0 | Y | HUTCHING | 13.8 KV | HU7
DAY | 40243943 | HUTCHING13.8 KV HU7 | HUTCHINGS #3 | 63 | 0 | Y | HUTCHING | 13.8 KV | HU7
DAY | 40243943 | HUTCHING13.8 KV HU7 | HUTCHINGS #4 | 63 | 0 | Y | HUTCHING | 13.8 KV | HU7
DAY | 40243943 | HUTCHING13.8 KV HU7 | HUTCHINGS #5 | 63 | 0 | Y | HUTCHING | 13.8 KV | HU7
DAY | 40243943 | HUTCHING13.8 KV HU7 | HUTCHINGS #6 | 63 | 0 | Y | HUTCHING | 13.8 KV | HU7
DAY | 40243943 | HUTCHING13.8 KV HU7 | HUTCHINGS #7 | 23 | 25 |  | HUTCHING | 13.8 KV | HU7
DAY | 1067169513 | KILLEN 23.4 KV KI2 | KILLEN #2 | 402 | 402 |  | KILLEN | 23.4 KV | KI2
DAY | 1067169514 | KILLEN 23.4 KV GT1 | KILLEN GT1 | 12 | 12 |  | KILLEN | 23.4 KV | GT1
DAY | 34509945 | OVEC | KYGER CREEK 1 | 10.388 | 0 |  |  | OVEC Interface
DAY | 34509945 | OVEC | KYGER CREEK 2 | 9.996 | 0 |  |  | OVEC Interface
DAY | 34509945 | OVEC | KYGER CREEK 3 | 10.045 | 0 |  |  | OVEC Interface
DAY | 34509945 | OVEC | KYGER CREEK 4 | 9.849 | 0 |  |  | OVEC Interface
DAY | 34509945 | OVEC | KYGER CREEK 5 | 9.849 | 0 |  |  | OVEC Interface
DAY | 1552845534 | CLIFTYCR15.5 KV CC1 | OVEC |  | 61 |  | CLIFTYCR | 15.5 KV | CC1
DAY | 1552845545 | KYGERCRE15.5 KV KY1 | OVEC |  | 50 |  | KYGERCRE | 15.5 KV | KY1
DAY | 123901545 | MIAMIFOR22 KV MI7_D | MIAMI FORT 7 | 180 | 183.6 |  | MIAMIFOR | 22 KV | MI7_D
DAY | 123901547 | MIAMIFOR22 KV MI8_D | MIAMI FORT 8 | 180 | 183.6 |  | MIAMIFOR | 22 KV | MI8_D
DAY | 32418611 | KEYSTNE 13 KV _UN1__15 | MONTPELIER 1 | 48 | 59 |  | KEYSTNE | 13 KV | _UN1__15
DAY | 32418613 | KEYSTNE 13 KV _UN2__15 | MONTPELIER 2 | 48 | 59 |  | KEYSTNE | 13 KV | _UN2__15
DAY | 32418615 | KEYSTNE 13 KV _UN3__15 | MONTPELIER 3 | 48 | 59 |  | KEYSTNE | 13 KV | _UN3__15
DAY | 32418617 | KEYSTNE 13 KV _UN4__15 | MONTPELIER 4 | 48 | 59 |  | KEYSTNE | 13 KV | _UN4__15
DAY | 32418667 | 09MONUMT12 KV DIESEL | MONUMENT DIESEL 1-5 | 12.5 | 12 |  | 09MONUMT | 12 KV | DIESEL
DAY | 32418669 | 09SIDNEY69 KV DIESEL | SIDNEY DIESEL 1-5 | 12.5 | 12 |  | 09SIDNEY | 69 KV | DIESEL
DAY | 38367957 | STUART2 22.8 KV ST1 | STUART #1 | 205 | 0 | Y | STUART2 | 22.8 KV | ST1
DAY | 38367959 | STUART2 22.8 KV ST2 | STUART #2 | 205 | 202 |  | STUART2 | 22.8 KV | ST2
DAY | 38367961 | STUART2 22.8 KV ST3 | STUART #3 | 205 | 202 |  | STUART2 | 22.8 KV | ST3
DAY | 38367963 | STUART2 22.8 KV ST4 | STUART #4 | 205 | 202 |  | STUART2 | 22.8 KV | ST4
DAY | 1123180220 | STUART2 4 KV DIESEL | STUART DIESEL 1-4 | 10 | 9.2 |  | STUART2 | 4 KV | DIESEL
DAY | 1107290033 | TAIT 4 KV DIESEL | TAIT DIESEL 1-4 | 10 | 10 |  | TAIT | 4 KV | DIESEL
DAY | 40243895 | TAITCT 13.8 KV 09T1 | TAIT GT1 | 87 | 88 |  | TAITCT | 13.8 KV | 09T1
DAY | 40243897 | TAITCT 13.8 KV 09T2 | TAIT GT2 | 89 | 89 |  | TAITCT | 13.8 KV | 09T2
DAY | 40243889 | TAITCT 13.8 KV 09T3 | TAIT GT3 | 80 | 79 |  | TAITCT | 13.8 KV | 09T3
DAY | 40243899 | TAITCT 13.8 KV 09T4 | TAIT GT4 | 73 | 80 |  | TAITCT | 13.8 KV | 09T4
DAY | 40243891 | TAITCT 13.8 KV 09T5 | TAIT GT5 | 73 | 80 |  | TAITCT | 13.8 KV | 09T5
DAY | 40243901 | TAITCT 13.8 KV 09T6 | TAIT GT6 | 73 | 80 |  | TAITCT | 13.8 KV | 09T6
DAY | 40243893 | TAITCT 13.8 KV 09T7 | TAIT GT7 | 73 | 80 |  | TAITCT | 13.8 KV | 09T7
DAY | 40243905 | 09YANKEE12.5 KV UN1 | YANKEE #1 | 17 | 19.5 |  | 09YANKEE | 12.5 KV | UN1
DAY | 40243907 | 09YANKEE12.5 KV UN2 | YANKEE #2 | 17 | 19.5 |  | 09YANKEE | 12.5 KV | UN2
DAY | 40243909 | 09YANKEE12.5 KV UN3 | YANKEE #3 | 17 | 19.3 |  | 09YANKEE | 12.5 KV | UN3
DAY | 40243911 | 09YANKEE13.2 KV UN4 | YANKEE #4 | 14 | 11 |  | 09YANKEE | 13.2 KV | UN4
DAY | 40243913 | 09YANKEE13.2 KV UN5 | YANKEE #5 | 14 | 8.4 |  | 09YANKEE | 13.2 KV | UN5
DAY | 40243915 | 09YANKEE13.2 KV UN6 | YANKEE #6 | 14 | 11.8 |  | 09YANKEE | 13.2 KV | UN6
DAY | 40243917 | 09YANKEE13.2 KV UN7 | YANKEE #7 | 14 | 11 |  | 09YANKEE | 13.2 KV | UN7
DAY | 123901551 | ZIMMER2 25 KV ZM1_D | ZIMMER 1 | 365 | 365.3 |  | ZIMMER2 | 25 KV | ZM1_D
DAY | 123901519 | BLUECREE34.5 KV BLUEC3WF | AEP BLUE CREEK 3 WF | 0 | 1.9 |  | BLUECREE | 34.5 KV | BLUEC3WF | Rate-based
DAY | 47012281 | LOWELL 69 KV CARBONLI | FE CARBON ALUM 1 LF | 0 | 0.3 |  | LOWELL | 69 KV | CARBONLI | Rate-based
DAY | 1075455337 | OBERLIN 69 KV LORAINLF | FE LORAIN 1 LF | 0 | 0.2 |  | OBERLIN | 69 KV | LORAINLF | Rate-based
DAY | 1123180604 | MELDDAM 13.8 KV GEN_1 | DEOK MELDAHL DAM 1 H | 0 | 4.5 |  | MELDDAM | 13.8 KV | GEN_1 | Rate-based
Wabash Valley Power (AEP Zone) | 40523629 | MISO | CINERGY | 87 | 87 |  |  | MISO Interface
Wabash Valley Power (AEP Zone) |  |  | Share of units assigned to AEP Zone | 250 | 250 |  |  | See AEP Resource List
Buckeye REC (AEP Zone) | 40243873 | TIDD_AEP24 KV CD2 | CARDINAL 2 | 344.8 | 344.8 |  | TIDD_AEP | 24 KV | CD2
Buckeye REC (AEP Zone) | 40243869 | TIDD_AEP26 KV CD3 | CARDINAL 3 | 371.4 | 371.4 |  | TIDD_AEP | 26 KV | CD3
Buckeye REC (AEP Zone) | 5413134 | NYIS | NYPA | 43.6 | 43.6 |  |  | NYIS Interface
Buckeye REC (AEP Zone) |  |  | Share of units assigned to AEP Zone | 231.2 | 231.2 |  |  | See AEP Resource List
Buckeye REC (DAY Zone) | 40243873 | TIDD_AEP24 KV CD2 | CARDINAL 2 | 85.5 | 85.5 |  | TIDD_AEP | 24 KV | CD2
Buckeye REC (DAY Zone) | 40243869 | TIDD_AEP26 KV CD3 | CARDINAL 3 | 92 | 92 |  | TIDD_AEP | 26 KV | CD3
Buckeye REC (DAY Zone) | 5413134 | NYIS | NYPA | 10.8 | 10.8 |  |  | NYIS Interface
Buckeye REC (DAY Zone) |  |  | Share of units assigned to AEP Zone | 57.3 | 57.3 |  |  | See AEP Resource List
Piqua Municipal (DAY Zone) | 5413134 | NYIS | NYPA | 2 | 2 |  |  | NYIS Interface
Piqua Municipal (DAY Zone) | 40523629 | MISO | CINERGY | 56 | 56 |  |  | MISO Interface
AMPO (AEP Zone) |  |  | Share of units assigned to AEP Zone | 200 | 200 |  |  | See AEP Resource List
AMPO (AEP Zone) | 5021727 | GORSUCH 138 KV AMP OHIO | GORSUCH 1 | 43 | 0 |  | GORSUCH | 138 KV | AMP OHIO
AMPO (AEP Zone) | 32418569 | BELLEVI2138 KV BLV1 | BELLEVILLE 1-2 | 42 | 42 |  | BELLEVI2 | 138 KV | BLV1
AMPO (AEP Zone) | 40523629 | MISO | CINERGY | 30 | 30 |  |  | MISO Interface
AMPO (AEP Zone) | 40523629 | MISO | AMEREN | 9 | 9 |  |  | MISO Interface
AMPO (AEP Zone) | 5413134 | NYIS | NYPA | 7 | 7 |  |  | NYIS Interface
AMPO (AEP Zone) | 1123179716 | WILLOWIH6.9 KV WILLHYD1 | AP WILLOW ISLAND 1 H | 0 | 43.2 |  | WILLOWIH | 6.9 KV | WILLHYD1 | Rate-based
AMPO (DAY Zone) | 5413134 | NYIS | NYPA | 3 | 3 |  |  | NYIS Interface
AMPO (DAY Zone) | 40523629 | MISO | CINERGY | 65 | 65 |  |  | MISO Interface
IMPA (AEP Zone) | 40523629 | MISO | TRIMBLE COUNTY | 66 | 66 |  |  | MISO Interface
IMPA (AEP Zone) | 32419341 | SANDERSO138 KV SAN1 | ANDERSON CT 1 | 34 | 34 |  | SANDERSO | 138 KV | SAN1
IMPA (AEP Zone) | 32419343 | SANDERSO138 KV SAN2 | ANDERSON CT 2 | 34 | 34 |  | SANDERSO | 138 KV | SAN2
IMPA (AEP Zone) | 34886963 | SANDERSO138 KV SAN3 | ANDERSON CT 3 | 73 | 73 |  | SANDERSO | 138 KV | SAN3
IMPA (AEP Zone) | 32419337 | RICHMOPK69 KV 21R1 | RICHMOND CT 1 | 34 | 34 |  | RICHMOPK | 69 KV | 21R1
IMPA (AEP Zone) | 32419339 | RICHMOPK69 KV 21R2 | RICHMOND CT 2 | 34 | 34 |  | RICHMOPK | 69 KV | 21R2
IMPA (AEP Zone) |  |  | Share of units assigned to AEP Zone | 60 | 60 |  |  | See AEP Resource List
MON POWER | 21601815 | AES DUQ 13 KV MAIN | AES BEAVER | 3.9 | 0 | Y | AES DUQ | 13 KV | MAIN
MON POWER | 5021379 | METTIKI 138 KV METTIKI | ALBRIGHT 1 | 2.3 | 0 | Y | METTIKI | 138 KV | METTIKI
MON POWER | 5021379 | METTIKI 138 KV METTIKI | ALBRIGHT 2 | 2.3 | 0 | Y | METTIKI | 138 KV | METTIKI
MON POWER | 5021379 | METTIKI 138 KV METTIKI | ALBRIGHT 3 | 4.3 | 0 | Y | METTIKI | 138 KV | METTIKI
MON POWER | 5021718 | ALLDAM6 138 KV GEN 5 | ALLEG L/D 5 | 0.1 | 0.1 |  | ALLDAM6 | 138 KV | GEN 5
MON POWER | 5021719 | ALLDAM6 138 KV GEN 6 | ALLEG L/D 6 | 0.1 | 0.1 |  | ALLDAM6 | 138 KV | GEN 6
MON POWER | 5021413 | NEWBETHL138 KV T62 | ARMSTRONG 1 | 5.3 | 0 | Y | NEWBETHL | 138 KV | T62
MON POWER | 5021413 | NEWBETHL138 KV T62 | ARMSTRONG 2 | 5.3 | 0 | Y | NEWBETHL | 138 KV | T62
MON POWER | 5021729 | GUILFORD138 KV GEN12 | CHAMBERSBURG (GUILFORD) 1 | 1.4 | 1.4 |  | GUILFORD | 138 KV | GEN12
MON POWER | 5021730 | GUILFORD138 KV GEN13 | CHAMBERSBURG (GUILFORD) 2 | 1.4 | 1.4 |  | GUILFORD | 138 KV | GEN13
MON POWER | 5021723 | FTMARTIN22 KV GEN 1 | FORT MARTIN 1 | 17.1 | 17.3 |  | FTMARTIN | 22 KV | GEN 1
MON POWER | 5021724 | FTMARTIN22 KV GEN 2 | FORT MARTIN 2 | 17.2 | 17 |  | FTMARTIN | 22 KV | GEN 2
MON POWER | 5021725 | GANS 138 KV GEN 8 | GANS 8 | 1.4 | 1.4 |  | GANS | 138 KV | GEN 8
MON POWER | 5021726 | GANS 138 KV GEN 9 | GANS 9 | 1.4 | 1.4 |  | GANS | 138 KV | GEN 9
MON POWER | 5021728 | GRANTTOW18 KV ABPP NUG | GRANT TOWN 1 | 2.5 | 7.5 |  | GRANTTOW | 18 KV | ABPP NUG
MON POWER | 5021739 | NEWMARTI138 KV HANN NUG | HANNIBAL | 0.6 | 0.6 |  | NEWMARTI | 138 KV | HANN NUG
MON POWER | 51019 | HARR APS20 KV GEN 1 | HARRISON 1 | 19.8 | 19.2 |  | HARR APS | 20 KV | GEN 1
MON POWER | 51020 | HARR APS20 KV GEN 2 | HARRISON 2 | 19.8 | 19.2 |  | HARR APS | 20 KV | GEN 2
MON POWER | 51021 | HARR APS20 KV GEN 3 | HARRISON 3 | 20.1 | 19.2 |  | HARR APS | 20 KV | GEN 3
MON POWER | 5021731 | HATFIELD18 KV GEN 1 | HATFIELD 1 | 16.4 | 0 | Y | HATFIELD | 18 KV | GEN 1
MON POWER | 5021732 | HATFIELD18 KV GEN 2 | HATFIELD 2 | 16.4 | 0 | Y | HATFIELD | 18 KV | GEN 2
MON POWER | 5021733 | HATFIELD18 KV GEN 3 | HATFIELD 3 | 16.4 | 0 | Y | HATFIELD | 18 KV | GEN 3
MON POWER | 5021734 | LAKELYNN11 KV GEN 1-4 | LAKE LYNN 1 | 0.5 | 0.5 |  | LAKELYNN | 11 KV | GEN 1-4
MON POWER | 5021734 | LAKELYNN11 KV GEN 1-4 | LAKE LYNN 2 | 0.5 | 0.5 |  | LAKELYNN | 11 KV | GEN 1-4
MON POWER | 5021734 | LAKELYNN11 KV GEN 1-4 | LAKE LYNN 3 | 0.5 | 0.5 |  | LAKELYNN | 11 KV | GEN 1-4
MON POWER | 5021734 | LAKELYNN11 KV GEN 1-4 | LAKE LYNN 4 | 0.5 | 0.5 |  | LAKELYNN | 11 KV | GEN 1-4
MON POWER | 5021737 | MITCHELL13 KV GEN 1-2 | MITCHELL 2 | 2.6 | 0 | Y | MITCHELL | 13 KV | GEN 1-2
MON POWER | 5021738 | MITCHELL24 KV GEN 3 | MITCHELL 3 | 8.6 | 0 | Y | MITCHELL | 24 KV | GEN 3
MON POWER | 5021745 | RIVERTON138 KV DUM HYD | PE HYDRO | 0.1 | 0.1 |  | RIVERTON | 138 KV | DUM HYD
MON POWER | 5021743 | PLEA APS26 KV GEN 1 | PLEASANTS 1 | 19.7 | 19.7 |  | PLEA APS | 26 KV | GEN 1
MON POWER | 5021744 | PLEA APS26 KV GEN 2 | PLEASANTS 2 | 19.7 | 19.7 |  | PLEA APS | 26 KV | GEN 2
MON POWER | 5021499 | RIVESVIL138 KV SS LOAD | RIVESVILLE 5 | 1.5 | 0 | Y | RIVESVIL | 138 KV | SS LOAD
MON POWER | 5021499 | RIVESVIL138 KV SS LOAD | RIVESVILLE 6 | 2.9 | 0 | Y | RIVESVIL | 138 KV | SS LOAD
MON POWER | 1084391106 | MARLOWE 34 KV HAGERTSP | SMITH 3 | 0.9 | 0 | Y | MARLOWE | 34 KV | HAGERTSP
MON POWER | 1084391106 | MARLOWE 34 KV HAGERTSP | SMITH 4 | 2.7 | 0 | Y | MARLOWE | 34 KV | HAGERTSP
MON POWER | 5021754 | SPRINGDA13 KV AES 1 | SPRINGDALE 1 | 1.4 | 1.4 |  | SPRINGDA | 13 KV | AES 1
MON POWER | 5021755 | SPRINGDA13 KV AES 2 | SPRINGDALE 2 | 1.4 | 1.4 |  | SPRINGDA | 13 KV | AES 2
MON POWER | 5021756 | WARRIORN13 KV GEN1 | WARRIOR RUN | 5.6 | 5.6 |  | WARRIORN | 13 KV | GEN1
MON POWER | 5021758 | WILLOWIS13 KV GEN 1 | WILLOW ISLAND 1 | 1.7 | 0 | Y | WILLOWIS | 13 KV | GEN 1
MON POWER | 5021759 | WILLOWIS18 KV GEN 2 | WILLOW ISLAND 2 | 5.6 | 0 | Y | WILLOWIS | 18 KV | GEN 2
MON POWER | 1165480361 | OSAGE 13.8 KV MEA NUG | WVU | 1.6 | 1.6 |  | OSAGE | 13.8 KV | MEA NUG
MON POWER | 34887949 | BATHCO 20 KV GM1 | BATH COUNTY 1 | 5.2 | 6.2 |  | BATHCO | 20 KV | GM1
MON POWER | 34887951 | BATHCO 20 KV GM2 | BATH COUNTY 2 | 5.2 | 6.2 |  | BATHCO | 20 KV | GM2
MON POWER | 34887953 | BATHCO 20 KV GM3 | BATH COUNTY 3 | 5.2 | 6.2 |  | BATHCO | 20 KV | GM3
MON POWER | 34887955 | BATHCO 20 KV GM4 | BATH COUNTY 4 | 5.2 | 6.2 |  | BATHCO | 20 KV | GM4
MON POWER | 34887957 | BATHCO 20 KV GM5 | BATH COUNTY 5 | 5.2 | 6.2 |  | BATHCO | 20 KV | GM5
MON POWER | 34887959 | BATHCO 20 KV GM6 | BATH COUNTY 6 | 5.2 | 6.2 |  | BATHCO | 20 KV | GM6
MON POWER | 34509945 | OVEC | CLIFTY CREEK 1 (OVEC) | 0.9 | 0 |  |  | OVEC Interface
MON POWER | 34509945 | OVEC | CLIFTY CREEK 2 (OVEC) | 0.8 | 0 |  |  | OVEC Interface
MON POWER | 34509945 | OVEC | CLIFTY CREEK 3 (OVEC) | 0.9 | 0 |  |  | OVEC Interface
MON POWER | 34509945 | OVEC | CLIFTY CREEK 4 (OVEC) | 0.8 | 0 |  |  | OVEC Interface
MON POWER | 34509945 | OVEC | CLIFTY CREEK 5 (OVEC) | 0.9 | 0 |  |  | OVEC Interface
MON POWER | 34509945 | OVEC | CLIFTY CREEK 6 (OVEC) | 0.8 | 0 |  |  | OVEC Interface
MON POWER | 34509945 | OVEC | KYGER CREEK 1 (OVEC) | 0.9 | 0 |  |  | OVEC Interface
MON POWER | 34509945 | OVEC | KYGER CREEK 2 (OVEC) | 0.8 | 0 |  |  | OVEC Interface
MON POWER | 34509945 | OVEC | KYGER CREEK 3 (OVEC) | 0.8 | 0 |  |  | OVEC Interface
MON POWER | 34509945 | OVEC | KYGER CREEK 4 (OVEC) | 0.8 | 0 |  |  | OVEC Interface
MON POWER | 34509945 | OVEC | KYGER CREEK 5 (OVEC) | 0.8 | 0 |  |  | OVEC Interface
MON POWER | 1552845534 | CLIFTYCR15.5 KV CC1 | OVEC |  | 6 |  | CLIFTYCR | 15.5 KV | CC1
MON POWER | 1552845545 | KYGERCRE15.5 KV KY1 | OVEC |  | 5 |  | KYGERCRE | 15.5 KV | KY1
MON POWER | 40523629 | MISO | WHEATLAND | 3.7 | 3.7 |  |  | MISO Interface
MON POWER | 40523629 | MISO | WHEATLAND | 3.7 | 3.7 |  |  | MISO Interface
MON POWER | 40523629 | MISO | WHEATLAND | 3.7 | 3.7 |  |  | MISO Interface
MON POWER | 40523629 | MISO | WHEATLAND | 3.7 | 3.7 |  |  | MISO Interface
MON POWER | 74008711 | NLONGVW 26 KV GEN 1 | AP NORTH LONGVIEW 1 F | 0 | 22.3 |  | NLONGVW | 26 KV | GEN 1
MON POWER | 1379267755 | OAKG APS18 KV GEN 1 | AP OAKGR 1 CT | 0 | 5.1 |  | OAKG APS | 18 KV | GEN 1
MON POWER | 1379267754 | OAKG APS18 KV GEN 2 | AP OAKGR 2 CT | 0 | 5.1 |  | OAKG APS | 18 KV | GEN 2
MON POWER | 21601805 | RONCO 18 KV CT1 | AP RONCO 1 CC | 0 | 5.5 |  | RONCO | 18 KV | CT1
MON POWER | 21601806 | RONCO 18 KV CT2 | AP RONCO 2 CC | 0 | 5.5 |  | RONCO | 18 KV | CT2
MON POWER | 21601807 | RONCO 18 KV STM | AP RONCO STG | 0 | 10.1 |  | RONCO | 18 KV | STM
MON POWER | 5021748 | SBEND 18 KV CT1 | AP SBEND 1 CT | 0 | 5.1 |  | SBEND | 18 KV | CT1
MON POWER | 5021749 | SBEND 18 KV CT2 | AP SBEND 2 CT | 0 | 5 |  | SBEND | 18 KV | CT2
MON POWER | 5021750 | SBEND 18 KV CT3 | AP SBEND 3 CT | 0 | 5.1 |  | SBEND | 18 KV | CT3
MON POWER | 5021752 | SBEND 18 KV CT4 | AP SBEND 4 CT | 0 | 5.1 |  | SBEND | 18 KV | CT4
MON POWER | 21601810 | SPRINGDA18 KV ST5 | AP SPRING CC5 F | 0 | 16.5 |  | SPRINGDA | 18 KV | ST5

## COMED
|  |  |  | Historical Capacity | 18/19 Capacity |  | LMP Point |  |  | Rate-based
Zone | Pnode ID | FTR Name | Historical Unit Name | (MW) | (MW) | Retired | B1 | B2 | B3 | Replacement
COMED | 32417775 | 951 AURO18 KV AR-1 | Aurora CT 1 | 152 | 152 |  | 951 AURO | 18 KV | AR-1
COMED | 32417777 | 951 AURO18 KV AR-2 | Aurora CT 2 | 152 | 152 |  | 951 AURO | 18 KV | AR-2
COMED | 32417779 | 951 AURO18 KV AR-3 | Aurora CT 3 | 152 | 152 |  | 951 AURO | 18 KV | AR-3
COMED | 32417781 | 951 AURO18 KV AR-4 | Aurora CT 4 | 152 | 152 |  | 951 AURO | 18 KV | AR-4
COMED | 32417773 | 951 AURO13.5 KV AR-10 | COM 951 AURORA 10 CT | 0 | 45 |  | 951 AURO | 13.5 KV | AR-10
COMED | 32417763 | 951 AURO13.5 KV AR-5 | COM 951 AURORA 5 CT | 0 | 45 |  | 951 AURO | 13.5 KV | AR-5
COMED | 32417765 | 951 AURO13.5 KV AR-6 | COM 951 AURORA 6 CT | 0 | 45 |  | 951 AURO | 13.5 KV | AR-6
COMED | 32417767 | 951 AURO13.5 KV AR-7 | COM 951 AURORA 7 CT | 0 | 45 |  | 951 AURO | 13.5 KV | AR-7
COMED | 32417769 | 951 AURO13.5 KV AR-8 | COM 951 AURORA 8 CT | 0 | 45 |  | 951 AURO | 13.5 KV | AR-8
COMED | 32417771 | 951 AURO13.5 KV AR-9 | COM 951 AURORA 9 CT | 0 | 45 |  | 951 AURO | 13.5 KV | AR-9
COMED | 32408645 | F375 138 KV TR71 12 | Bloom CT 33 | 24.1 | 0 | Y | F375 | 138 KV | TR71 12
COMED | 32408647 | F375 138 KV TR72 12 | Bloom CT 34 | 26 | 0 | Y | F375 | 138 KV | TR72 12
COMED | 32417599 | 20 BRAID24 KV BR-1 | Braidwood Nuclear 1 | 1185 | 1183 |  | 20 BRAID | 24 KV | BR-1
COMED | 32417601 | 20 BRAID24 KV BR-2 | Braidwood Nuclear 2 | 1177 | 1154 |  | 20 BRAID | 24 KV | BR-2
COMED | 32417633 | 6 BYRON 25 KV BY-1 | Byron Nuclear 1 | 1194 | 1164 |  | 6 BYRON | 25 KV | BY-1
COMED | 32417635 | 6 BYRON 25 KV BY-2 | Byron Nuclear 2 | 1162 | 1136 |  | 6 BYRON | 25 KV | BY-2
COMED | 32407129 | 150 CALU138 KV TR72-Y12 | Calumet CT 31 | 55.9 | 0 | Y | 150 CALU | 138 KV | TR72-Y12
COMED | 32407137 | 150 CALU138 KV TR74-Y12 | Calumet CT 33 | 41.7 | 0 | Y | 150 CALU | 138 KV | TR74-Y12
COMED | 32407137 | 150 CALU138 KV TR74-Y12 | Calumet CT 34 | 50.9 | 0 | Y | 150 CALU | 138 KV | TR74-Y12
COMED | 32417675 | 935 KEND13.5 KV KDLST-3 | Collins-Gas/Oil 1 | 554 | 0 | Y | 935 KEND | 13.5 KV | KDLST-3
COMED | 32417675 | 935 KEND13.5 KV KDLST-3 | Collins-Gas/Oil 2 | 554 | 0 | Y | 935 KEND | 13.5 KV | KDLST-3
COMED | 32417675 | 935 KEND13.5 KV KDLST-3 | Collins-Gas/Oil 3 | 530 | 0 | Y | 935 KEND | 13.5 KV | KDLST-3
COMED | 32417675 | 935 KEND13.5 KV KDLST-3 | Collins-Gas/Oil 4 | 530 | 0 | Y | 935 KEND | 13.5 KV | KDLST-3
COMED | 32417675 | 935 KEND13.5 KV KDLST-3 | Collins-Gas/Oil 5 | 530 | 0 | Y | 935 KEND | 13.5 KV | KDLST-3
COMED | 32417679 | 935 KEND13.5 KV KDLST-1 | COM 935 KENDALL 1 CC | 0 | 284 |  | 935 KEND | 13.5 KV | KDLST-1
COMED | 32417673 | 935 KEND13.5 KV KDLST-2 | COM 935 KENDALL 2 CC | 0 | 284 |  | 935 KEND | 13.5 KV | KDLST-2
COMED | 32417675 | 935 KEND13.5 KV KDLST-3 | COM 935 KENDALL 3 CC | 0 | 201 |  | 935 KEND | 13.5 KV | KDLST-3
COMED | 32417677 | 935 KEND13.5 KV KDLST-4 | COM 935 KENDALL 4 CC | 0 | 284 |  | 935 KEND | 13.5 KV | KDLST-4
COMED | 1292915520 | 13 CRAWF138 KV SVC200 | Crawford Coal 7 | 213 | 0 | Y | 13 CRAWF | 138 KV | SVC200
COMED | 1292915521 | 13 CRAWF138 KV SVC100 | Crawford Coal 8 | 319 | 0 | Y | 13 CRAWF | 138 KV | SVC100
COMED | 32407007 | 13 CRAWF138 KV ATR57R04 | Crawford CT 31 | 55.9 | 0 | Y | 13 CRAWF | 138 KV | ATR57R04
COMED | 32407017 | 13 CRAWF138 KV TR74 12 | Crawford CT 32 | 57.5 | 0 | Y | 13 CRAWF | 138 KV | TR74 12
COMED | 32407009 | 13 CRAWF138 KV ATR58R04 | Crawford CT 33 | 56 | 0 | Y | 13 CRAWF | 138 KV | ATR58R04
COMED | 32417743 | 945 CRET13.5 KV CT-1 | Crete CT 1 | 75.2 | 75.2 |  | 945 CRET | 13.5 KV | CT-1
COMED | 32417745 | 945 CRET13.5 KV CT-2 | Crete CT 2 | 75.2 | 75.2 |  | 945 CRET | 13.5 KV | CT-2
COMED | 32417747 | 945 CRET13.5 KV CT-3 | Crete CT 3 | 75.2 | 75.2 |  | 945 CRET | 13.5 KV | CT-3
COMED | 32417749 | 945 CRET13.5 KV CT-4 | Crete CT 4 | 75.2 | 75.2 |  | 945 CRET | 13.5 KV | CT-4
COMED | 32417545 | 12 DRESD18 KV DR-2 | Dresden Nuclear 2 | 850 | 902 |  | 12 DRESD | 18 KV | DR-2
COMED | 32417547 | 12 DRESD18 KV DR-3 | Dresden Nuclear 3 | 850 | 895 |  | 12 DRESD | 18 KV | DR-3
COMED | 32407971 | 539 WVIL138 KV TR71 12 | Electric Junction CT 31 | 59.4 | 0 | Y | 539 WVIL | 138 KV | TR71 12
COMED | 32407971 | 539 WVIL138 KV TR71 12 | Electric Junction CT 32 | 59.2 | 0 | Y | 539 WVIL | 138 KV | TR71 12
COMED | 32407973 | 539 WVIL138 KV TR73 12 | Electric Junction CT 33 | 59.2 | 0 | Y | 539 WVIL | 138 KV | TR73 12
COMED | 32417647 | 900 ELWO18 KV EL-1 | Elwood CT 1 | 150 | 150 |  | 900 ELWO | 18 KV | EL-1
COMED | 32417649 | 900 ELWO18 KV EL-2 | Elwood CT 2 | 150 | 150 |  | 900 ELWO | 18 KV | EL-2
COMED | 32417651 | 900 ELWO18 KV EL-3 | Elwood CT 3 | 150 | 150 |  | 900 ELWO | 18 KV | EL-3
COMED | 32417653 | 900 ELWO18 KV EL-4 | Elwood CT 4 | 150 | 150 |  | 900 ELWO | 18 KV | EL-4
COMED | 32417657 | 900 ELWO18 KV EL-5 | Elwood CT 5 | 150 | 150 |  | 900 ELWO | 18 KV | EL-5
COMED | 32417655 | 900 ELWO18 KV EL-9 | Elwood CT 9 | 150 | 150 |  | 900 ELWO | 18 KV | EL-9
COMED | 32417531 | 11 FISK 12 KV FK32 | Fisk Coal 19 | 326 | 0 | Y | 11 FISK | 12 KV | FK32
COMED | 32417529 | 11 FISK 12 KV FK31 | Fisk CT 31 | 49.1 | 49.1 |  | 11 FISK | 12 KV | FK31
COMED | 32417531 | 11 FISK 12 KV FK32 | Fisk CT 32 | 50.8 | 50.8 |  | 11 FISK | 12 KV | FK32
COMED | 32417533 | 11 FISK 12 KV FK33 | Fisk CT 33 | 49.1 | 47.9 |  | 11 FISK | 12 KV | FK33
COMED | 32417535 | 11 FISK 12 KV FK34 | Fisk CT 34 | 48.2 | 23.7 |  | 11 FISK | 12 KV | FK34
COMED | 32417641 | 9 JOLIET18 KV JL-6 | Joliet Coal 6 | 314 | 290 |  | 9 JOLIET | 18 KV | JL-6
COMED | 32417621 | 29 JOLIE24 KV JO-7 | Joliet Coal 7 | 518 | 518 |  | 29 JOLIE | 24 KV | JO-7
COMED | 32417623 | 29 JOLIE24 KV JO-8 | Joliet Coal 8 | 518 | 518 |  | 29 JOLIE | 24 KV | JO-8
COMED | 32417641 | 9 JOLIET18 KV JL-6 | Joliet CT 31 | 58.9 | 0 | Y | 9 JOLIET | 18 KV | JL-6
COMED | 32417641 | 9 JOLIET18 KV JL-6 | Joliet CT 32 | 56.8 | 0 | Y | 9 JOLIET | 18 KV | JL-6
COMED | 32417603 | 21 KINCA20 KV KN-1 | Kincaid Coal 1 | 579 | 554 |  | 21 KINCA | 20 KV | KN-1
COMED | 32417605 | 21 KINCA20 KV KN-2 | Kincaid Coal 2 | 579 | 554 |  | 21 KINCA | 20 KV | KN-2
COMED | 32417525 | 1 LASALL24 KV LA-1 | LaSalle Nuclear 1 | 1146 | 1130.5 |  | 1 LASALL | 24 KV | LA-1
COMED | 32417527 | 1 LASALL24 KV LA-2 | LaSalle Nuclear 2 | 1147 | 1133.9 |  | 1 LASALL | 24 KV | LA-2
COMED | 32417713 | 937 LEE 13.5 KV LEE31-1 | Lee County CT 31-1 | 80 | 78.5 |  | 937 LEE | 13.5 KV | LEE31-1
COMED | 32417705 | 937 LEE 13.5 KV LEE31-2 | Lee County CT 31-2 | 80 | 78.6 |  | 937 LEE | 13.5 KV | LEE31-2
COMED | 32417717 | 937 LEE 13.5 KV LEE33-1 | Lee County CT 33-1 | 80 | 77.2 |  | 937 LEE | 13.5 KV | LEE33-1
COMED | 32417709 | 937 LEE 13.5 KV LEE33-2 | Lee County CT 33-2 | 80 | 77.1 |  | 937 LEE | 13.5 KV | LEE33-2
COMED | 32417689 | 936 LINC12 KV LE-1 | Lincoln CT 1 | 72 | 77 |  | 936 LINC | 12 KV | LE-1
COMED | 32417691 | 936 LINC12 KV LE-2 | Lincoln CT 2 | 72 | 77 |  | 936 LINC | 12 KV | LE-2
COMED | 32417693 | 936 LINC12 KV LE-3 | Lincoln CT 3 | 72 | 77 |  | 936 LINC | 12 KV | LE-3
COMED | 32417695 | 936 LINC12 KV LE-4 | Lincoln CT 4 | 72 | 77 |  | 936 LINC | 12 KV | LE-4
COMED | 32417697 | 936 LINC12 KV LE-5 | Lincoln CT 5 | 72 | 77 |  | 936 LINC | 12 KV | LE-5
COMED | 32417699 | 936 LINC12 KV LE-6 | Lincoln CT 6 | 72 | 77 |  | 936 LINC | 12 KV | LE-6
COMED | 32417701 | 936 LINC12 KV LE-7 | Lincoln CT 7 | 72 | 77 |  | 936 LINC | 12 KV | LE-7
COMED | 32417703 | 936 LINC12 KV LE-8 | Lincoln CT 8 | 72 | 77 |  | 936 LINC | 12 KV | LE-8
COMED | 32406921 | 120 LOMB138 KV TR72 12 | Lombard CT 32 | 31.5 | 0 | Y | 120 LOMB | 138 KV | TR72 12
COMED | 32406925 | 120 LOMB138 KV TR74 12 | Lombard CT 33 | 32.4 | 0 | Y | 120 LOMB | 138 KV | TR74 12
COMED | 32417837 | J375 13.5 KV U-STGEN1 | Morris CC 1 | 60.6 | 127 |  | J375 | 13.5 KV | U-STGEN1
COMED | 32417831 | J375 13.5 KV J375-1 | Morris CT 1 | 38 | 0 | Y | J375 | 13.5 KV | J375-1
COMED | 32417833 | J375 13.5 KV J375-2 | Morris CT 2 | 38 | 0 | Y | J375 | 13.5 KV | J375-2
COMED | 32417835 | J375 13.5 KV J375-3 | Morris CT 3 | 38 | 0 | Y | J375 | 13.5 KV | J375-3
COMED | 32417625 | 3 POWERT24 KV PO-5 | Powerton Coal 5 | 769 | 769 |  | 3 POWERT | 24 KV | PO-5
COMED | 32417627 | 3 POWERT24 KV PO-6 | Powerton Coal 6 | 769 | 769 |  | 3 POWERT | 24 KV | PO-6
COMED | 32417631 | 4 QUAD C18 KV QC-1 | Quad Cities 1 | 648 | 648 |  | 4 QUAD C | 18 KV | QC-1
COMED | 32417629 | 4 QUAD C18 KV QC-2 | Quad Cities 2 | 648 | 648 |  | 4 QUAD C | 18 KV | QC-2
COMED | 32417783 | 952 ROCK16 KV RO11 | Rockford CT 11 | 150 | 149.1 |  | 952 ROCK | 16 KV | RO11
COMED | 32417785 | 952 ROCK16 KV RO12 | Rockford CT 12 | 150 | 147.8 |  | 952 ROCK | 16 KV | RO12
COMED | 32417665 | 932 ROCK12 KV RR-1 | Rocky Road CT 31 | 110 | 102.9 |  | 932 ROCK | 12 KV | RR-1
COMED | 32417667 | 932 ROCK12 KV RR-2 | Rocky Road CT 32 | 110 | 103.8 |  | 932 ROCK | 12 KV | RR-2
COMED | 32417669 | 932 ROCK12 KV RR-3 | Rocky Road CT 33 | 30 | 28 |  | 932 ROCK | 12 KV | RR-3
COMED | 32417671 | 932 ROCK12 KV RR-4 | Rocky Road CT 34 | 110 | 107.1 |  | 932 ROCK | 12 KV | RR-4
COMED | 32407315 | 194 SABR138 KV TR71 12 | Sabrooke CT 31 | 25.2 | 0 | Y | 194 SABR | 138 KV | TR71 12
COMED | 32407317 | 194 SABR138 KV TR73 12 | Sabrooke CT 32 | 24.9 | 0 | Y | 194 SABR | 138 KV | TR73 12
COMED | 32407315 | 194 SABR138 KV TR71 12 | Sabrooke CT 33 | 23.8 | 0 | Y | 194 SABR | 138 KV | TR71 12
COMED | 32407315 | 194 SABR138 KV TR71 12 | Sabrooke CT 34 | 12.5 | 0 | Y | 194 SABR | 138 KV | TR71 12
COMED | 32417737 | 944 SE C13.5 KV SE10 | Southeast Chicago CT 10 | 38.5 | 37 |  | 944 SE C | 13.5 KV | SE10
COMED | 32417739 | 944 SE C13.5 KV SE11 | Southeast Chicago CT 11 | 38.5 | 37 |  | 944 SE C | 13.5 KV | SE11
COMED | 32417741 | 944 SE C13.5 KV SE12 | Southeast Chicago CT 12 | 38.5 | 37 |  | 944 SE C | 13.5 KV | SE12
COMED | 32417727 | 944 SE C13.5 KV SE-5 | Southeast Chicago CT 5 | 38.5 | 37 |  | 944 SE C | 13.5 KV | SE-5
COMED | 32417729 | 944 SE C13.5 KV SE-6 | Southeast Chicago CT 6 | 38.5 | 37 |  | 944 SE C | 13.5 KV | SE-6
COMED | 32417731 | 944 SE C13.5 KV SE-7 | Southeast Chicago CT 7 | 38.5 | 37 |  | 944 SE C | 13.5 KV | SE-7
COMED | 32417733 | 944 SE C13.5 KV SE-8 | Southeast Chicago CT 8 | 38.5 | 37 |  | 944 SE C | 13.5 KV | SE-8
COMED | 32417735 | 944 SE C13.5 KV SE-9 | Southeast Chicago CT 9 | 38.5 | 37 |  | 944 SE C | 13.5 KV | SE-9
COMED | 32407127 | 150 CALU138 KV TR72-X12 | State Line Coal 3 | 197 | 0 | Y | 150 CALU | 138 KV | TR72-X12
COMED | 32407135 | 150 CALU138 KV TR74-X12 | State Line Coal 4 | 318 | 0 | Y | 150 CALU | 138 KV | TR74-X12
COMED | 32417751 | 946 UNIV13.5 KV UP31-1 | University Park CT 31-1 | 50 | 53.3 |  | 946 UNIV | 13.5 KV | UP31-1
COMED | 32417753 | 946 UNIV13.5 KV UP31-2 | University Park CT 31-2 | 50 | 53.3 |  | 946 UNIV | 13.5 KV | UP31-2
COMED | 32417755 | 946 UNIV13.5 KV UP32-1 | University Park CT 32-1 | 50 | 53.3 |  | 946 UNIV | 13.5 KV | UP32-1
COMED | 32417757 | 946 UNIV13.5 KV UP32-2 | University Park CT 32-2 | 50 | 53.3 |  | 946 UNIV | 13.5 KV | UP32-2
COMED | 32417759 | 946 UNIV13.5 KV UP33-1 | University Park CT 33-1 | 50 | 53.2 |  | 946 UNIV | 13.5 KV | UP33-1
COMED | 32417761 | 946 UNIV13.5 KV UP33-2 | University Park CT 33-2 | 50 | 52.7 |  | 946 UNIV | 13.5 KV | UP33-2
COMED | 32417573 | 16 WAUKE18 KV WA-8 | Waukegan Coal 6 | 100 | 0 | Y | 16 WAUKE | 18 KV | WA-8
COMED | 32417571 | 16 WAUKE18 KV WA-7 | Waukegan Coal 7 | 328 | 328 |  | 16 WAUKE | 18 KV | WA-7
COMED | 32417573 | 16 WAUKE18 KV WA-8 | Waukegan Coal 8 | 361 | 354.4 |  | 16 WAUKE | 18 KV | WA-8
COMED | 32417575 | 16 WAUKE138 KV WA31 | Waukegan CT 31 | 53.1 | 52.5 |  | 16 WAUKE | 138 KV | WA31
COMED | 32417577 | 16 WAUKE138 KV WA32 | Waukegan CT 32 | 55.2 | 49.9 |  | 16 WAUKE | 138 KV | WA32
COMED | 32417587 | 18 WILL 18 KV WC-3 | Will County Coal 1 | 151 | 0 | Y | 18 WILL | 18 KV | WC-3
COMED | 32417587 | 18 WILL 18 KV WC-3 | Will County Coal 2 | 148 | 0 | Y | 18 WILL | 18 KV | WC-3
COMED | 32417587 | 18 WILL 18 KV WC-3 | Will County Coal 3 | 251 | 0 | Y | 18 WILL | 18 KV | WC-3
COMED | 32417589 | 18 WILL 20 KV WC-4 | Will County Coal 4 | 510 | 510 |  | 18 WILL | 20 KV | WC-4
COMED | 32417659 | 900 ELWO18 KV EL-6 | COM 900 ELWOOD 6 CT | 0 | 150 |  | 900 ELWO | 18 KV | EL-6
COMED | 32417661 | 900 ELWO18 KV EL-7 | COM 900 ELWOOD 7 CT | 0 | 150 |  | 900 ELWO | 18 KV | EL-7
COMED | 32417663 | 900 ELWO18 KV EL-8 | COM 900 ELWOOD 8 CT | 0 | 150 |  | 900 ELWO | 18 KV | EL-8
COMED | 32417715 | 937 LEE 13.5 KV LEE32-1 | COM 937 LEE 3 CT | 0 | 38 |  | 937 LEE | 13.5 KV | LEE32-1
COMED | 32417707 | 937 LEE 13.5 KV LEE32-2 | COM 937 LEE 4 CT | 0 | 38 |  | 937 LEE | 13.5 KV | LEE32-2
COMED | 32417719 | 937 LEE 13.5 KV LEE34-1 | COM 937 LEE 7 CT | 0 | 38 |  | 937 LEE | 13.5 KV | LEE34-1
COMED | 32417711 | 937 LEE 13.5 KV LEE34-2 | COM 937 LEE 8 CT | 0 | 38 |  | 937 LEE | 13.5 KV | LEE34-2
COMED | 32417721 | 940 CORD18 KV CD-1 | COM 940 CORDOVA 1 F | 0 | 115 |  | 940 CORD | 18 KV | CD-1
COMED | 32417723 | 940 CORD18 KV CD-2 | COM 940 CORDOVA 2 F | 0 | 115 |  | 940 CORD | 18 KV | CD-2
COMED | 32417791 | 960 ELGI13.5 KV EE-1 | COM 960 ELGIN 1 CT | 0 | 121 |  | 960 ELGI | 13.5 KV | EE-1
COMED | 32417793 | 960 ELGI13.5 KV EE-2 | COM 960 ELGIN 2 CT | 0 | 121 |  | 960 ELGI | 13.5 KV | EE-2
COMED | 32417795 | 960 ELGI13.5 KV EE-3 | COM 960 ELGIN 3 CT | 0 | 120.1 |  | 960 ELGI | 13.5 KV | EE-3
COMED | 32417797 | 960 ELGI13.5 KV EE-4 | COM 960 ELGIN 4 CT | 0 | 121 |  | 960 ELGI | 13.5 KV | EE-4
COMED | 32417799 | 970 UP N13.5 KV UN-1 | COM 970 UNIVERSITY PARK NORTH 1 CT | 0 | 45 |  | 970 UP N | 13.5 KV | UN-1
COMED | 32417817 | 970 UP N13.5 KV UN10 | COM 970 UNIVERSITY PARK NORTH 10 CT | 0 | 45 |  | 970 UP N | 13.5 KV | UN10
COMED | 32417819 | 970 UP N13.5 KV UN11 | COM 970 UNIVERSITY PARK NORTH 11 CT | 0 | 45 |  | 970 UP N | 13.5 KV | UN11
COMED | 32417821 | 970 UP N13.5 KV UN12 | COM 970 UNIVERSITY PARK NORTH 12 CT | 0 | 45 |  | 970 UP N | 13.5 KV | UN12
COMED | 32417801 | 970 UP N13.5 KV UN-2 | COM 970 UNIVERSITY PARK NORTH 2 CT | 0 | 45 |  | 970 UP N | 13.5 KV | UN-2
COMED | 32417803 | 970 UP N13.5 KV UN-3 | COM 970 UNIVERSITY PARK NORTH 3 CT | 0 | 45 |  | 970 UP N | 13.5 KV | UN-3
COMED | 32417805 | 970 UP N13.5 KV UN-4 | COM 970 UNIVERSITY PARK NORTH 4 CT | 0 | 45 |  | 970 UP N | 13.5 KV | UN-4
COMED | 32417807 | 970 UP N13.5 KV UN-5 | COM 970 UNIVERSITY PARK NORTH 5 CT | 0 | 45 |  | 970 UP N | 13.5 KV | UN-5
COMED | 32417809 | 970 UP N13.5 KV UN-6 | COM 970 UNIVERSITY PARK NORTH 6 CT | 0 | 45 |  | 970 UP N | 13.5 KV | UN-6
COMED | 32417811 | 970 UP N13.5 KV UN-7 | COM 970 UNIVERSITY PARK NORTH 7 CT | 0 | 45 |  | 970 UP N | 13.5 KV | UN-7
COMED | 32417813 | 970 UP N13.5 KV UN-8 | COM 970 UNIVERSITY PARK NORTH 8 CT | 0 | 45 |  | 970 UP N | 13.5 KV | UN-8
COMED | 32417815 | 970 UP N13.5 KV UN-9 | COM 970 UNIVERSITY PARK NORTH 9 CT | 0 | 45 |  | 970 UP N | 13.5 KV | UN-9
COMED | 74008715 | 959ERDBS34.5 KV BSWFBRS1 | COM BIG SKY 1 WF | 0 | 30.2 |  | 959ERDBS | 34.5 KV | BSWFBRS1
COMED | 74008725 | 976 CAYU34.5 KV CAYUG1WF | COM CAYUGA RIDGE 1 WF | 0 | 45 |  | 976 CAYU | 34.5 KV | CAYUG1WF
COMED | 93353995 | 154 LIBE138 KV COUNTYLF | COM COUNTRYSIDE 1 LF | 0 | 6.4 |  | 154 LIBE | 138 KV | COUNTYLF
COMED | 1552844482 | 981 CRES34.5 KV CRIDGEWF | COM CRESENT WIND | 0 | 9.1 |  | 981 CRES | 34.5 KV | CRIDGEWF
COMED | 1067169011 | 107 DIXO138 KV DIXONLEE | COM DIXON LEE 5 LF | 0 | 3.6 |  | 107 DIXO | 138 KV | DIXONLEE
COMED | 74008723 | 969 ECOG34.5 KV LENAWF | COM ECO GROVE 1 WF | 0 | 18.7 |  | 969 ECOG | 34.5 KV | LENAWF
COMED | 93354005 | 941 GRND34.5 KV GRIDGEWF | COM GRAND RIDGE 1 WF | 0 | 17.3 |  | 941 GRND | 34.5 KV | GRIDGEWF
COMED | 93354011 | 941 GRND34.5 KV GRIDG4WF | COM GRAND RIDGE 4 WF | 0 | 1.9 |  | 941 GRND | 34.5 KV | GRIDG4WF
COMED | 135389809 | 989 TWIN34.5 KV HTRAILWF | COM HIGH TRAIL 1 WIND | 0 | 35.1 |  | 989 TWIN | 34.5 KV | HTRAILWF
COMED | 87901595 | 961 LEE 34.5 KV LEEDKWF1 | COM LEE DEKALB 1 WF | 0 | 26 |  | 961 LEE | 34.5 KV | LEEDKWF1
COMED | 87901597 | 961 LEE 34.5 KV LEEDKWF2 | COM LEE DEKALB 2 WF | 0 | 9.5 |  | 961 LEE | 34.5 KV | LEEDKWF2
COMED | 87901597 | 961 LEE 34.5 KV LEEDKWF2 | COM LEE DEKALB 2 WF | 0 | 4.5 |  | 961 LEE | 34.5 KV | LEEDKWF2 | Rate-based
COMED | 1552844480 | 979 MEND34.5 KV MENDOTWF | COM MENDOTA HILLS 1 WF | 0 | 5.2 |  | 979 MEND | 34.5 KV | MENDOTWF
COMED | 1075454601 | 908 MOLE34.5 KV MINONKWF | COM MINONK 1 WF | 0 | 39.7 |  | 908 MOLE | 34.5 KV | MINONKWF
COMED | 1067169071 | 72 GOOSE34.5 KV MORRIS | COM MORRIS 1 LF | 0 | 1.9 |  | 72 GOOSE | 34.5 KV | MORRIS
COMED | 135389811 | 989 TWIN34.5 KV OTRAILWF | COM OLD TRAIL WF 2 | 0 | 35.4 |  | 989 TWIN | 34.5 KV | OTRAILWF
COMED | 1218914626 | 938 K4PI34.5 KV K4KAN1WF | COM PILOT HILL 1 WF | 0 | 35 |  | 938 K4PI | 34.5 KV | K4KAN1WF
COMED | 1552844483 | 981 CRES34.5 KV PROVIDWF | COM PROVIDENCE HGTS 1 WF | 0 | 10.3 |  | 981 CRES | 34.5 KV | PROVIDWF
COMED | 32417787 | 955 RIVE16 KV RV-1 | COM RIVER CT 1 | 0 | 162 |  | 955 RIVE | 16 KV | RV-1
COMED | 32417789 | 955 RIVE16 KV RV-2 | COM RIVER CT 2 | 0 | 165 |  | 955 RIVE | 16 KV | RV-2
COMED | 135389803 | 100 SHAD34.5 KV GSG6WF | COM SHADY OAKS 1 WF | 0 | 21.9 |  | 100 SHAD | 34.5 KV | GSG6WF
COMED | 38367939 | 107 DIXO138 KV SUBLETTE | COM SUBLETTE 1 WF | 0 | 3.2 |  | 107 DIXO | 138 KV | SUBLETTE
COMED | 76427787 | 196 KATY34.5 KV TCROPWF | COM TOP CROP 1 WF | 0 | 18 |  | 196 KATY | 34.5 KV | TCROPWF
COMED | 93353997 | 196 KATY34.5 KV TCROP2WF | COM TOP CROP 2 WF | 0 | 33.8 |  | 196 KATY | 34.5 KV | TCROP2WF
COMED | 1084391168 | 139 MEND34.5 KV WBROOKWF | COM WBROOK 1 WF | 0 | 6.5 |  | 139 MEND | 34.5 KV | WBROOKWF
COMED | 93354001 | 43 WILDW12.5 KV WPUL1SP | COM WEST PULLMAN 1 SP | 0 | 1.7 |  | 43 WILDW | 12.5 KV | WPUL1SP
COMED | 93354003 | 43 WILDW12.5 KV WPUL2SP | COM WEST PULLMAN 2 SP | 0 | 1.7 |  | 43 WILDW | 12.5 KV | WPUL2SP
COMED | 32417823 | 974 ZION18 KV ZE11 | COM ZION 1 CT | 0 | 165 |  | 974 ZION | 18 KV | ZE11
COMED | 32417827 | 974 ZION18 KV ZE12 | COM ZION 2 CT | 0 | 165 |  | 974 ZION | 18 KV | ZE12
COMED | 32417825 | 974 ZION18 KV ZE-3 | COM ZION 3 CT | 0 | 165 |  | 974 ZION | 18 KV | ZE-3
COMED | 1348264476 | 949 KELL34.5 KV KELLYCWF | KANKAKEE WF | 0 | 29.5 |  | 949 KELL | 34.5 KV | KELLYCWF
IMEA (COMED Zone) | 40523629 | MISO | AMRN | 68 | 68 |  |  | MISO Interface
City of Batavia (COMED Zone) | 40523629 | MISO | AMRN | 20 | 20 |  |  | MISO Interface
City of St. Charles (COMED Zone) | 40523629 | MISO | AMRN | 30 | 30 |  |  | MISO Interface

## DOM
|  |  |  | Historical Capacity | 18/19 Capacity |  | LMP Point |  |  | Rate-based
Zone | Pnode ID | FTR Name | Historical Unit Name | (MW) | (MW) | Retired | B1 | B2 | B3 | Replacement
DOM | 34887949 | BATHCO 20 KV GM1 | BATH 1 | 252 | 301 |  | BATHCO | 20 KV | GM1
DOM | 34887951 | BATHCO 20 KV GM2 | BATH 2 | 252 | 301 |  | BATHCO | 20 KV | GM2
DOM | 34887953 | BATHCO 20 KV GM3 | BATH 3 | 252 | 300 |  | BATHCO | 20 KV | GM3
DOM | 34887955 | BATHCO 20 KV GM4 | BATH 4 | 252 | 300 |  | BATHCO | 20 KV | GM4
DOM | 34887957 | BATHCO 20 KV GM5 | BATH 5 | 289.8 | 302 |  | BATHCO | 20 KV | GM5
DOM | 34887959 | BATHCO 20 KV GM6 | BATH 6 | 252 | 304 |  | BATHCO | 20 KV | GM6
DOM | 34887759 | BELLMEAD230 KV NUG | BELLAMEADE 1 | 230 | 267 |  | BELLMEAD | 230 KV | NUG
DOM | 71856775 | BIRCHWD 18 KV NUG | BIRCHWOOD | 238 | 238 |  | BIRCHWD | 18 KV | NUG
DOM | 34887973 | BREMO4 13 KV G3 | BREMO 3 | 71 | 71 |  | BREMO4 | 13 KV | G3
DOM | 34887975 | BREMO4 17 KV G4 | BREMO 4 | 156 | 156 |  | BREMO4 | 17 KV | G4
DOM | 93354019 | BEARGRDN18 KV ST1C | VP BEAR GARDEN | 0 | 590 |  | BEARGRDN | 18 KV | ST1C | Rate-based
DOM | 1218915050 | BRUNSCOL21 KV BRUNSST | VP BRUNSWICK 1CC | 0 | 171.3 |  | BRUNSCOL | 21 KV | BRUNSST | Rate-based
DOM | 78711789 | BUGGSISL13 KV NUG | BUGGS ISL IPP | 138 | 0 |  | BUGGSISL | 13 KV | NUG
DOM | 78711789 | BUGGSISL13 KV NUG | VP BUGGS ISL 1 | 0 | 69 |  | BUGGSISL | 13 KV | NUG
DOM | 78711789 | BUGGSISL13 KV NUG | VP BUGGS ISL 12 | 0 | 69 |  | BUGGSISL | 13 KV | NUG
DOM | 1305131304 | CHESAPKE13.8 KV GT1 | CHESAPEAKE 1 | 111 | 0 | Y | CHESAPKE | 13.8 KV | GT1
DOM | 1305131303 | CHESAPKE13.8 KV GT2 | CHESAPEAKE 2 | 111 | 0 | Y | CHESAPKE | 13.8 KV | GT2
DOM | 1305131304 | CHESAPKE13.8 KV GT1 | CHESAPEAKE 3 | 156 | 0 | Y | CHESAPKE | 13.8 KV | GT1
DOM | 1305131305 | CHESAPKE13.8 KV GT4 | CHESAPEAKE 4 | 217 | 0 | Y | CHESAPKE | 13.8 KV | GT4
DOM | 1305131306 | CHESAPKE13.8 KV GT6 | CHESAPEAKE CT | 144 | 0 | Y | CHESAPKE | 13.8 KV | GT6
DOM | 1305131304 | CHESAPKE13.8 KV GT1 | VP CHESAPEAKE GT1 | 0 | 15 |  | CHESAPKE | 13.8 KV | GT1
DOM | 1305131306 | CHESAPKE13.8 KV GT6 | VP CHESAPEAKE 6 CT | 0 | 36 |  | CHESAPKE | 13.8 KV | GT6
DOM | 34887765 | CHESTER414 KV G3 | CHESTERFIELD 3 | 100 | 98 |  | CHESTER4 | 14 KV | G3
DOM | 34887775 | CHESTER420 KV G4 | CHESTERFIELD 4 | 166 | 163 |  | CHESTER4 | 20 KV | G4
DOM | 34887777 | CHESTER420 KV G5 | CHESTERFIELD 5 | 310 | 336 |  | CHESTER4 | 20 KV | G5
DOM | 34887779 | CHESTER422 KV G6 | CHESTERFIELD 6 | 658 | 670 |  | CHESTER4 | 22 KV | G6
DOM | 34887767 | CHESTER414 KV G7G | CHESTERFIELD 7CC | 197 | 197 |  | CHESTER4 | 14 KV | G7G
DOM | 34887769 | CHESTER414 KV G7S |  |  |  |  | CHESTER4 | 14 KV | G7S
DOM | 34887771 | CHESTER414 KV G8G | CHESTERFIELD 8CC | 200 | 200 |  | CHESTER4 | 14 KV | G8G
DOM | 34887773 | CHESTER414 KV G8S |  |  |  |  | CHESTER4 | 14 KV | G8S
DOM | 34887781 | CLOVER 25 KV G1 | CLOVER 1 | 220.5 | 220 |  | CLOVER | 25 KV | G1
DOM | 34887783 | CLOVER 25 KV G2 | CLOVER 2 | 220.5 | 219 |  | CLOVER | 25 KV | G2
DOM | 34887785 | COGENTRX230 KV NUG | COGENTRIX IPP | 92.5 | 92.5 |  | COGENTRX | 230 KV | NUG
DOM | 34887977 | CUSHAW 2 KV G15 | CUSHAW 15 | 7.5 | 2 |  | CUSHAW | 2 KV | G15
DOM | 34887787 | DARBYTWN14 KV GT1 | DARBYTOWN 1 CT | 72 | 84 |  | DARBYTWN | 14 KV | GT1
DOM | 34887789 | DARBYTWN14 KV GT2 | DARBYTOWN 2 CT | 72 | 84 |  | DARBYTWN | 14 KV | GT2
DOM | 34887791 | DARBYTWN14 KV GT3 | DARBYTOWN 3 CT | 72 | 84 |  | DARBYTWN | 14 KV | GT3
DOM | 34887793 | DARBYTWN14 KV GT4 | DARBYTOWN 4 CT | 72 | 84 |  | DARBYTWN | 14 KV | GT4
DOM | 71856777 | EDGECOMB13.8 KV NUG | EDGECOMB IPP | 115.5 | 115.5 |  | EDGECOMB | 13.8 KV | NUG
DOM | 1552845077 | ELIZRIV 13.8 KV GT1 | ELIZABETH RIVER IPP | 312 | 109 |  | ELIZRIV | 13.8 KV | GT1
DOM | 1552845078 | ELIZRIV 13.8 KV GT2 |  |  | 107 |  | ELIZRIV | 13.8 KV | GT2
DOM | 1552845076 | ELIZRIV 13.8 KV GT3 |  |  | 109 |  | ELIZRIV | 13.8 KV | GT3
DOM | 34887797 | FOURRIVR230 KV NUG5 | FOUR RIVERS CC | 605 | 605 |  | FOURRIVR | 230 KV | NUG5
DOM | 71856761 | FOURRIVR18 KV NUG1 | FOUR RIVERS CT | 155 | 155 |  | FOURRIVR | 18 KV | NUG1
DOM | 34887923 | GASTON4 14 KV G1 | GASTON 1 | 56 | 55 |  | GASTON4 | 14 KV | G1
DOM | 34887925 | GASTON4 14 KV G2 | GASTON 2 | 56 | 55 |  | GASTON4 | 14 KV | G2
DOM | 34887927 | GASTON4 14 KV G3 | GASTON 3 | 56 | 55 |  | GASTON4 | 14 KV | G3
DOM | 34887929 | GASTON4 14 KV G4 | GASTON 4 | 57 | 55 |  | GASTON4 | 14 KV | G4
DOM | 34888005 | SANNA 230 KV G1 | GORDONSVIL 1 | 108.7 | 109 |  | SANNA | 230 KV | G1
DOM | 34888007 | SANNA 230 KV G2 | GORDONSVIL 2 | 108.7 | 109 |  | SANNA | 230 KV | G2
DOM | 34887853 | GRAVLNK 13 KV GTS | GRAVEL NECK 1-2 | 37 | 28 |  | GRAVLNK | 13 KV | GTS
DOM | 34887845 | GRAVLNK 13 KV GT3 | GRAVEL NECK 3 CT | 73 | 85 |  | GRAVLNK | 13 KV | GT3
DOM | 34887847 | GRAVLNK 13 KV GT4 | GRAVEL NECK 4 CT | 73 | 85 |  | GRAVLNK | 13 KV | GT4
DOM | 34887849 | GRAVLNK 13 KV GT5 | GRAVEL NECK 5 CT | 73 | 85 |  | GRAVLNK | 13 KV | GT5
DOM | 34887851 | GRAVLNK 13 KV GT6 | GRAVEL NECK 6 CT | 73 | 85 |  | GRAVLNK | 13 KV | GT6
DOM | 1552844999 | HALLBRAN13.8 KV G1 | HALL BRANCH | 63 | 51 |  | HALLBRAN | 13.8 KV | G1
DOM | 34887801 | HCF 230 KV NUG | HCF IPP | 336.3 | 336.3 |  | HCF | 230 KV | NUG
DOM | 71856763 | HURT 13.8 KV G12 | HURT IPP | 79.6 | 79.6 |  | HURT | 13.8 KV | G12
DOM | 45565885 | KITTYHWK35 KV TX6LOAD | KITTY HAWK 1 CT | 22 | 0 | Y | KITTYHWK | 35 KV | TX6LOAD
DOM | 45565885 | KITTYHWK35 KV TX6LOAD | KITTY HAWK 2 CT | 22 | 0 | Y | KITTYHWK | 35 KV | TX6LOAD
DOM | 34887871 | LADYSMCT14 KV GT1 | LADYSMITH 1 CT | 133 | 138.5 |  | LADYSMCT | 14 KV | GT1
DOM | 34887873 | LADYSMCT14 KV GT2 | LADYSMITH 2 CT | 133 | 138.5 |  | LADYSMCT | 14 KV | GT2
DOM | 34887855 | LAKINGMN230 KV NUG | LAKE KINGMAN IPP | 115 | 0 | Y | LAKINGMN | 230 KV | NUG
DOM | 34887993 | LOWMOOR 13 KV GTS | LOWMOOR CT | 60 | 48 |  | LOWMOOR | 13 KV | GTS
DOM | 34887997 | MTSTORM422 KV G1 | MT STORM 1 | 524 | 554 |  | MTSTORM4 | 22 KV | G1
DOM | 34887999 | MTSTORM422 KV G2 | MT STORM 2 | 524 | 555 |  | MTSTORM4 | 22 KV | G2
DOM | 34888001 | MTSTORM422 KV G3 | MT STORM 3 | 524 | 520 |  | MTSTORM4 | 22 KV | G3
DOM | 1305131444 | MTSTORM435 KV GT1 | MT STORM CT | 12 | 11 |  | MTSTORM4 | 35 KV | GT1
DOM | 34887819 | NANNA4 22 KV G1 | NORTH ANNA 1 | 817.7 | 838 |  | NANNA4 | 22 KV | G1
DOM | 34887821 | NANNA4 22 KV G2 | NORTH ANNA 2 | 817.7 | 834 |  | NANNA4 | 22 KV | G2
DOM | 1305131444 | MTSTORM435 KV GT1 | NORTH BRANCH 1 | 74 | 0 | Y | MTSTORM4 | 35 KV | GT1
DOM | 34887823 | NRTHNECK13 KV GTS | NORTHER NECK CT | 64 | 47 |  | NRTHNECK | 13 KV | GTS
DOM | 34887881 | OGDENMTN230 KV NUG | OGDEN MARTIN IPP | 63 | 63 |  | OGDENMTN | 230 KV | NUG
DOM | 1552845038 | POLYESTR13.8 KV G1 | POLYESTER | 63 | 51 |  | POLYESTR | 13.8 KV | G1
DOM | 34887887 | POSSUMP414 KV G3 | POSSUMPT 3 | 101 | 96 |  | POSSUMP4 | 14 KV | G3
DOM | 34887899 | POSSUMP422 KV G4 | POSSUMPT 4 | 221 | 220 |  | POSSUMP4 | 22 KV | G4
DOM | 34887901 | POSSUMP425 KV G5 | POSSUMPT 5 | 786 | 786 |  | POSSUMP4 | 25 KV | G5
DOM | 34887891 | POSSUMP418 KV G6 | POSSUMPT 6 CC | 545 | 573 |  | POSSUMP4 | 18 KV | G6
DOM | 34887893 | POSSUMP418 KV GT6A |  |  |  |  | POSSUMP4 | 18 KV | GT6A
DOM | 34887895 | POSSUMP418 KV GT6B |  |  |  |  | POSSUMP4 | 18 KV | GT6B
DOM | 34887897 | POSSUMP418 KV GT6S |  |  |  |  | POSSUMP4 | 18 KV | GT6S
DOM | 34887889 | POSSUMP414 KV GTS | POSSUMPT CT | 78 | 72 |  | POSSUMP4 | 14 KV | GTS
DOM | 34887903 | REMNTNCT18 KV GT1 | REMINGTON 1 CT | 133 | 140.3 |  | REMNTNCT | 18 KV | GT1
DOM | 34887905 | REMNTNCT18 KV GT2 | REMINGTON 2 CT | 133 | 138.5 |  | REMNTNCT | 18 KV | GT2
DOM | 34887907 | REMNTNCT18 KV GT3 | REMINGTON 3 CT | 133 | 138.5 |  | REMNTNCT | 18 KV | GT3
DOM | 34887909 | REMNTNCT18 KV GT4 | REMINGTON 4 CT | 133 | 138.5 |  | REMNTNCT | 18 KV | GT4
DOM | 34887935 | RORAPIDS14 KV G1 | ROANOKE RAPIDS 1 | 24.5 | 23 |  | RORAPIDS | 14 KV | G1
DOM | 34887937 | RORAPIDS14 KV G2 | ROANOKE RAPIDS 2 | 25 | 24 |  | RORAPIDS | 14 KV | G2
DOM | 34887939 | RORAPIDS14 KV G3 | ROANOKE RAPIDS 3 | 25 | 24 |  | RORAPIDS | 14 KV | G3
DOM | 34887941 | RORAPIDS14 KV G4 | ROANOKE RAPIDS 4 | 24.5 | 24 |  | RORAPIDS | 14 KV | G4
DOM | 34887945 | ROVALLEY230 KV NUG1 | ROANOKE V 1 | 165 | 0 | Y | ROVALLEY | 230 KV | NUG1
DOM | 34887947 | ROVALLEY230 KV NUG2 | ROANOKE V 2 | 44 | 0 | Y | ROVALLEY | 230 KV | NUG2
DOM | 1097733804 | FRONTROY21 KV WARCOST1 | WARREN COUNTY CC | 0 | 209 |  | FRONTROY | 21 KV | WARCOST1 | Rate-based
DOM | 1552845186 | ROSEMARY13.8 KV NUG | ROSEMARY IPP | 165 | 165 |  | ROSEMARY | 13.8 KV | NUG
DOM | 34887857 | SHAMPTON115 KV G1 | SOUTH HAMPTON 1 | 63 | 51 |  | SHAMPTON | 115 KV | G1
DOM | 71856771 | SPRUANCE13.8 KV NUG1 | SPRUANCE 1 | 115.5 | 115.5 |  | SPRUANCE | 13.8 KV | NUG1
DOM | 71856773 | SPRUANCE13.8 KV NUG2 | SPRUANCE 2 | 93.5 | 93.5 |  | SPRUANCE | 13.8 KV | NUG2
DOM | 34887859 | SURRY4 22 KV G1 | SURRY 1 | 810 | 810 |  | SURRY4 | 22 KV | G1
DOM | 34887861 | SURRY4 22 KV G2 | SURRY 2 | 815 | 815 |  | SURRY4 | 22 KV | G2
DOM | 34887865 | YORKTOW420 KV G1 | YORKTOWN 1 | 159 | 0 | Y | YORKTOW4 | 20 KV | G1
DOM | 34887863 | YORKTOW417 KV G2 | YORKTOWN 2 | 167 | 0 | Y | YORKTOW4 | 17 KV | G2
DOM | 34887867 | YORKTOW425 KV G3 | YORKTOWN 3 | 818 | 790 |  | YORKTOW4 | 25 KV | G3
ODEC (DOM Zone) | 34887781 | CLOVER 25 KV G1 | CLOVER 1 | 158.8 | 158.8 |  | CLOVER | 25 KV | G1
ODEC (DOM Zone) | 34887783 | CLOVER 25 KV G2 | CLOVER 2 | 158.8 | 158.8 |  | CLOVER | 25 KV | G2
ODEC (DOM Zone) | 34887871 | LADYSMCT14 KV GT1 | LADYSMITH 1 CT | 6.7 | 6.7 |  | LADYSMCT | 14 KV | GT1
ODEC (DOM Zone) | 34887873 | LADYSMCT14 KV GT2 | LADYSMITH 2 CT | 6.7 | 6.7 |  | LADYSMCT | 14 KV | GT2
ODEC (DOM Zone) | 34887819 | NANNA4 22 KV G1 | NORTH ANNA 1 | 77.3 | 77.5 |  | NANNA4 | 22 KV | G1
ODEC (DOM Zone) | 34887821 | NANNA4 22 KV G2 | NORTH ANNA 2 | 77.3 | 77.2 |  | NANNA4 | 22 KV | G2
ODEC (DOM Zone) | 34887903 | REMNTNCT18 KV GT1 | REMINGTON 1 CT | 6.7 | 6.8 |  | REMNTNCT | 18 KV | GT1
ODEC (DOM Zone) | 34887905 | REMNTNCT18 KV GT2 | REMINGTON 2 CT | 6.7 | 6.7 |  | REMNTNCT | 18 KV | GT2
ODEC (DOM Zone) | 34887907 | REMNTNCT18 KV GT3 | REMINGTON 3 CT | 6.7 | 6.7 |  | REMNTNCT | 18 KV | GT3
ODEC (DOM Zone) | 34887909 | REMNTNCT18 KV GT4 | REMINGTON 4 CT | 6.7 | 6.7 |  | REMNTNCT | 18 KV | GT4
ODEC (DOM Zone) | 93354029 | LOUISACT13.8 KV G12 | LOUISA 1-2 CT | 108.7 | 108.7 |  | LOUISACT | 13.8 KV | G12
ODEC (DOM Zone) | 93354031 | LOUISACT13.8 KV G34 | LOUISA 3-4 CT | 108.7 | 108.7 |  | LOUISACT | 13.8 KV | G34
ODEC (DOM Zone) | 34887991 | LOUISACT18 KV G5 | LOUISA 5 CT | 112.7 | 112.7 |  | LOUISACT | 18 KV | G5
ODEC (DOM Zone) | 34887875 | MARSHRUN18 KV GT1 | MARSH 1 | 112.7 | 112.7 |  | MARSHRUN | 18 KV | GT1
ODEC (DOM Zone) | 34887877 | MARSHRUN18 KV GT2 | MARSH 2 | 112.7 | 112.7 |  | MARSHRUN | 18 KV | GT2
ODEC (DOM Zone) | 34887879 | MARSHRUN18 KV GT3 | MARSH 3 | 112.7 | 112.7 |  | MARSHRUN | 18 KV | GT3
NVEC (DOM Zone) | 34887781 | CLOVER 25 KV G1 | CLOVER 1 | 61.7 | 61.6 |  | CLOVER | 25 KV | G1
NVEC (DOM Zone) | 34887783 | CLOVER 25 KV G2 | CLOVER 2 | 61.7 | 61.2 |  | CLOVER | 25 KV | G2
NVEC (DOM Zone) | 34887871 | LADYSMCT14 KV GT1 | LADYSMITH 1 CT | 5.3 | 5.3 |  | LADYSMCT | 14 KV | GT1
NVEC (DOM Zone) | 34887873 | LADYSMCT14 KV GT2 | LADYSMITH 2 CT | 5.3 | 5.3 |  | LADYSMCT | 14 KV | GT2
NVEC (DOM Zone) | 34887819 | NANNA4 22 KV G1 | NORTH ANNA 1 | 30 | 30.1 |  | NANNA4 | 22 KV | G1
NVEC (DOM Zone) | 34887821 | NANNA4 22 KV G2 | NORTH ANNA 2 | 30 | 29.9 |  | NANNA4 | 22 KV | G2
NVEC (DOM Zone) | 34887903 | REMNTNCT18 KV GT1 | REMINGTON 1 CT | 5.3 | 5.4 |  | REMNTNCT | 18 KV | GT1
NVEC (DOM Zone) | 34887905 | REMNTNCT18 KV GT2 | REMINGTON 2 CT | 5.3 | 5.3 |  | REMNTNCT | 18 KV | GT2
NVEC (DOM Zone) | 34887907 | REMNTNCT18 KV GT3 | REMINGTON 3 CT | 5.3 | 5.3 |  | REMNTNCT | 18 KV | GT3
NVEC (DOM Zone) | 34887909 | REMNTNCT18 KV GT4 | REMINGTON 4 CT | 5.3 | 5.3 |  | REMNTNCT | 18 KV | GT4
NVEC (DOM Zone) | 93354029 | LOUISACT13.8 KV G12 | LOUISA 1-2 CT | 42.3 | 0 |  | LOUISACT | 13.8 KV | G12
NVEC (DOM Zone) | 93354031 | LOUISACT13.8 KV G34 | LOUISA 3-4 CT | 42.3 | 0 |  | LOUISACT | 13.8 KV | G34
NVEC (DOM Zone) | 34887991 | LOUISACT18 KV G5 | LOUISA 5 CT | 43.8 | 43.8 |  | LOUISACT | 18 KV | G5
NVEC (DOM Zone) | 34887875 | MARSHRUN18 KV GT1 | MARSH 1 | 43.8 | 43.8 |  | MARSHRUN | 18 KV | GT1
NVEC (DOM Zone) | 34887877 | MARSHRUN18 KV GT2 | MARSH 2 | 43.8 | 43.8 |  | MARSHRUN | 18 KV | GT2
NVEC (DOM Zone) | 34887879 | MARSHRUN18 KV GT3 | MARSH 3 | 43.8 | 43.8 |  | MARSHRUN | 18 KV | GT3
NVEC (DOM Zone) | 1084391751 | PLYWOOD 13.8 KV PLYWODBI | REEDY CREEK | 0 | 45 |  | PLYWOOD | 13.8 KV | PLYWODBI | Rate-based
SEPA (DOM Zone) | 34887805 | KERRDAM 14 KV G1 | KERR 1 | 7.9 | 7.9 |  | KERRDAM | 14 KV | G1
SEPA (DOM Zone) | 34887807 | KERRDAM 14 KV G2 | KERR 2 | 20.2 | 20.2 |  | KERRDAM | 14 KV | G2
SEPA (DOM Zone) | 34887809 | KERRDAM 14 KV G3 | KERR 3 | 20.2 | 20.2 |  | KERRDAM | 14 KV | G3
SEPA (DOM Zone) | 34887811 | KERRDAM 14 KV G4 | KERR 4 | 20.2 | 20.2 |  | KERRDAM | 14 KV | G4
SEPA (DOM Zone) | 34887813 | KERRDAM 14 KV G5 | KERR 5 | 20.2 | 20.2 |  | KERRDAM | 14 KV | G5
SEPA (DOM Zone) | 34887815 | KERRDAM 14 KV G6 | KERR 6 | 20.2 | 20.2 |  | KERRDAM | 14 KV | G6
SEPA (DOM Zone) | 34887817 | KERRDAM 14 KV G7 | KERR 7 | 20.2 | 20.2 |  | KERRDAM | 14 KV | G7
SEPA (DOM Zone) | 34886933 | PHILPOTT138 KV UNITS1-3 | PHILPOTT 1-3 | 14.4 | 14.4 |  | PHILPOTT | 138 KV | UNITS1-3
NCEMC (DOM Zone) | 34887805 | KERRDAM 14 KV G1 | KERR 1 | 1.1 | 1.1 |  | KERRDAM | 14 KV | G1
NCEMC (DOM Zone) | 34887807 | KERRDAM 14 KV G2 | KERR 2 | 2.8 | 2.8 |  | KERRDAM | 14 KV | G2
NCEMC (DOM Zone) | 34887809 | KERRDAM 14 KV G3 | KERR 3 | 2.8 | 2.8 |  | KERRDAM | 14 KV | G3
NCEMC (DOM Zone) | 34887811 | KERRDAM 14 KV G4 | KERR 4 | 2.8 | 2.8 |  | KERRDAM | 14 KV | G4
NCEMC (DOM Zone) | 34887813 | KERRDAM 14 KV G5 | KERR 5 | 2.8 | 2.8 |  | KERRDAM | 14 KV | G5
NCEMC (DOM Zone) | 34887815 | KERRDAM 14 KV G6 | KERR 6 | 2.8 | 2.8 |  | KERRDAM | 14 KV | G6
NCEMC (DOM Zone) | 34887817 | KERRDAM 14 KV G7 | KERR 7 | 2.8 | 2.8 |  | KERRDAM | 14 KV | G7
NCEMC (DOM Zone) | 34886933 | PHILPOTT138 KV UNITS1-3 | PHILPOTT 1-3 | 1.2 | 1.2 |  | PHILPOTT | 138 KV | UNITS1-3
NCEMC (DOM Zone) | 34887915 | BUXTON 34.5 KV GEN12 | BUXTON 1-2 | 6 | 6 |  | BUXTON | 34.5 KV | GEN12
NCEMC (DOM Zone) | 34887917 | BUXTON 34.5 KV GEN34 | BUXTON 3-4 | 6 | 6 |  | BUXTON | 34.5 KV | GEN34
NCEMC (DOM Zone) | 34887911 | BUXTON 34.5 KV GEN5 | BUXTON 5 | 3 | 3 |  | BUXTON | 34.5 KV | GEN5
NCEMC (DOM Zone) | 34887913 | BUXTON 34.5 KV OCRACOK1 | OCRACOKE 1 | 3 | 3 |  | BUXTON | 34.5 KV | OCRACOK1
NCEMC (DOM Zone) | 34497127 | AEP-DAYTON HUB | AEP-DAYTON HUB | 50 | 50 |  |  | AEP-DAYTON HUB
NCEMC (DOM Zone) | 50981067 | SOUTHIMP | CP&L | 50 | 50 |  |  | SOUTHIMP
NCEMC (DOM Zone) |  |  | Share of units assigned to DVP Zone | 150 | 150 |  |  | See DVP Resource List

## DUQ
|  |  |  | Historical Capacity | 18/19 Capacity |  | LMP Point |  |  | Rate-based
Zone | Pnode ID | FTR Name | Historical Unit Name | (MW) | (MW) | Retired | B1 | B2 | B3 | Replacement
DUQ | 93354045 | AVONLAK214 KV UN7 | Avon Lake 7 | 95 | 0 | Y | AVONLAK2 | 14 KV | UN7
DUQ | 87901609 | AVONLAK220 KV UN9 | Avon Lake 9 | 625 | 638 |  | AVONLAK2 | 20 KV | UN9
DUQ | 106856941 | AVONLAK214 KV G10 | Avon Lake 10 | 24 | 21 |  | AVONLAK2 | 14 KV | G10
DUQ | 98370497 | NILES 14 KV CT | Niles 1 | 105 | 0 | Y | NILES | 14 KV | CT
DUQ | 98370497 | NILES 14 KV CT | Niles 2 | 109 | 0 | Y | NILES | 14 KV | CT
DUQ | 98370497 | NILES 14 KV CT | NilesCT A | 25 | 24.6 |  | NILES | 14 KV | CT
DUQ | 38367989 | BRUNOTIS13 KV UNIT3 | Brunot Island 3 | 45 | 49 |  | BRUNOTIS | 13 KV | UNIT3
DUQ | 38367991 | BRUNOTIS13 KV UNIT4 | Brunot Island 4 | 138 | 101 |  | BRUNOTIS | 13 KV | UNIT4
DUQ | 38367979 | BRUNOTIS13 KV CT1A | Brunot Island 1A | 18 | 15 |  | BRUNOTIS | 13 KV | CT1A
DUQ | 38367981 | BRUNOTIS13 KV CT1B | Brunot Island 1B | 18 | 0 | Y | BRUNOTIS | 13 KV | CT1B
DUQ | 38367983 | BRUNOTIS13 KV CT1C | Brunot Island 1C | 18 | 0 | Y | BRUNOTIS | 13 KV | CT1C
DUQ | 38367987 | BRUNOTIS13 KV CT2A | Brunot Island 2A | 45 | 46 |  | BRUNOTIS | 13 KV | CT2A
DUQ | 38367985 | BRUNOTIS13 KV CT2B | Brunot Island 2B | 45 | 48 |  | BRUNOTIS | 13 KV | CT2B
DUQ | 5021737 | MITCHELL13 KV GEN 1-2 | Elrama 1 | 97 | 0 | Y | MITCHELL | 13 KV | GEN 1-2
DUQ | 5021737 | MITCHELL13 KV GEN 1-2 | Elrama 2 | 97 | 0 | Y | MITCHELL | 13 KV | GEN 1-2
DUQ | 5021737 | MITCHELL13 KV GEN 1-2 | Elrama 3 | 109 | 0 | Y | MITCHELL | 13 KV | GEN 1-2
DUQ | 5021737 | MITCHELL13 KV GEN 1-2 | Elrama 4 | 171 | 0 | Y | MITCHELL | 13 KV | GEN 1-2
DUQ | 98370489 | NEWCASOE14 KV G3 | New Castle 3 | 98 | 93 |  | NEWCASOE | 14 KV | G3
DUQ | 98370491 | NEWCASOE14 KV G4 | New Castle 4 | 98 | 92 |  | NEWCASOE | 14 KV | G4
DUQ | 98370487 | NEWCASOE16 KV G5 | New Castle 5 | 137 | 140 |  | NEWCASOE | 16 KV | G5
DUQ | 98370483 | NEWCASOE23 KV EMDS-A | New Castle A | 2.6 | 1.2 |  | NEWCASOE | 23 KV | EMDS-A
DUQ | 98370485 | NEWCASOE23 KV EMDS-B | New Castle B | 2.6 | 1.3 |  | NEWCASOE | 23 KV | EMDS-B
DUQ | 38367993 | CHESWICK24 KV UNIT1 | Cheswick 1 | 562 | 565 |  | CHESWICK | 24 KV | UNIT1
DUQ | 32418593 | TWELVEPO13 KV 1 | Ceredo 1 | 78 | 75 |  | TWELVEPO | 13 KV | 1
DUQ | 32418595 | TWELVEPO13 KV 2 | Ceredo 2 | 78 | 75 |  | TWELVEPO | 13 KV | 2
DUQ | 32418597 | TWELVEPO13 KV 3 | Ceredo 3 | 78 | 75 |  | TWELVEPO | 13 KV | 3
DUQ | 32418599 | TWELVEPO13 KV 4 | Ceredo 4 | 78 | 75 |  | TWELVEPO | 13 KV | 4
DUQ | 32418601 | TWELVEPO13 KV 5 | Ceredo 5 | 78 | 75 |  | TWELVEPO | 13 KV | 5
DUQ | 32418603 | TWELVEPO13 KV 6 | Ceredo 6 | 78 | 75 |  | TWELVEPO | 13 KV | 6
DUQ | 21601774 | WOLFERUN138 KV T1 | St Joe 1 | 7.5 | 0 | Y | WOLFERUN | 138 KV | T1
DUQ | 21601774 | WOLFERUN138 KV T1 | St Joe 2 | 7.5 | 0 | Y | WOLFERUN | 138 KV | T1
DUQ | 87901551 | DLTAPLNT13.8 KV GEN1 | PE DELTA 1CC | 0 | 15 |  | DLTAPLNT | 13.8 KV | GEN1
DUQ | 87901553 | DLTAPLNT13.8 KV GEN2 | PE DELTA 2CC | 0 | 16.2 |  | DLTAPLNT | 13.8 KV | GEN2
DUQ | 87901555 | DLTAPLNT13.8 KV GEN3 | PE DELTA 3CC | 0 | 16.2 |  | DLTAPLNT | 13.8 KV | GEN3
DUQ | 112586171 | DLTAPLNT18 KV GEN4 | PE DELTA 4CC | 0 | 24.6 |  | DLTAPLNT | 18 KV | GEN4
DUQ | 21601797 | LINWDPE 18 KV STM | PE PHILLIPS ISL 1CC | 0 | 96.9 |  | LINWDPE | 18 KV | STM
DUQ | 74008735 | FOOTHILL18 KV UNIT 4 | AEP FOOT HILLS 1 CT | 0 | 21.4 |  | FOOTHILL | 18 KV | UNIT 4
DUQ | 74008737 | FOOTHILL18 KV UNIT 5 | AEP FOOT HILLS 2 CT | 0 | 21.4 |  | FOOTHILL | 18 KV | UNIT 5

## MIDATLANTIC
|  |  |  | Historical Capacity | 18/19 Capacity |  | LMP Point |  |  | Rate-based
Zone | Pnode ID | FTR Name | Historical Unit Name | (MW) | (MW) | Retired | B1 | B2 | B3 | Replacement
All Elec Coop | 50788 | RAYSTOWN46 KV RAYS | RAYSTOWN 1 | 6 | 6 |  | RAYSTOWN | 46 KV | RAYS
All Elec Coop | 50654 | SUSQUEHA24 KV UNIT01 | SUSQUEHANNA 1 | 109 | 109 |  | SUSQUEHA | 24 KV | UNIT01
All Elec Coop | 50655 | SUSQUEHA24 KV UNIT02 | SUSQUEHANNA 2 | 109.4 | 109.4 |  | SUSQUEHA | 24 KV | UNIT02
All Elec Coop | 5413134 | NYIS | NYPA RECS | 24.9 | 24.9 |  |  | NYIS Interface
AECO | 50843 | CARLLS 69 KV CT_1 | CARLLS 1 | 36 | 37.4 |  | CARLLS | 69 KV | CT_1
AECO | 50844 | CARLLS 69 KV CT_2 | CARLLS 2 | 37 | 40.3 |  | CARLLS | 69 KV | CT_2
AECO | 76427781 | CHAMBERS23 KV CCLPGEN | CCLP IPP | 245 | 239.9 |  | CHAMBERS | 23 KV | CCLPGEN
AECO | 93146 | CEDAR 23 KV CT_1 | CEDAR 1 | 46 | 0 | Y | CEDAR | 23 KV | CT_1
AECO | 93147 | CEDAR 23 KV CT_2 | CEDAR 2 | 22 | 0 | Y | CEDAR | 23 KV | CT_2
AECO | 71856713 | CUMB AE 13.8 KV CUMBCT | CUMBERLAND 1 | 84 | 86.3 |  | CUMB AE | 13.8 KV | CUMBCT
AECO | 83734399 | CUMB AE 13.8 KV CT 2 | ACE CMBR 2 CT | 0 | 92 |  | CUMB AE | 13.8 KV | CT 2
AECO | 1084390986 | CROWNPNT18 KV CTG1 | ACE W DEPTFORD 1 CC | 0 | 723.4 |  | CROWNPNT | 18 KV | CTG1
AECO | 49799 | DEEPWATE69 KV IBUS | DEEPWATER 1 | 86 | 0 | Y | DEEPWATE | 69 KV | IBUS
AECO | 49799 | DEEPWATE69 KV IBUS | DEEPWATER 4 | 54 | 0 | Y | DEEPWATE | 69 KV | IBUS
AECO | 49799 | DEEPWATE69 KV IBUS | DEEPWATER 6 | 80 | 0 | Y | DEEPWATE | 69 KV | IBUS
AECO | 49799 | DEEPWATE69 KV IBUS | DEEPWATER CT A | 19 | 0 | Y | DEEPWATE | 69 KV | IBUS
AECO | 50524 | DELCOTAP13 KV DELCO | DRMI IPP | 75 | 75 |  | DELCOTAP | 13 KV | DELCO
AECO | 659775 | ENGLAND 23 KV DIESEL | ENGLAND D1 | 2 | 0 | Y | ENGLAND | 23 KV | DIESEL
AECO | 659775 | ENGLAND 23 KV DIESEL | ENGLAND D2 | 2 | 0 | Y | ENGLAND | 23 KV | DIESEL
AECO | 659775 | ENGLAND 23 KV DIESEL | ENGLAND D3 | 2 | 0 | Y | ENGLAND | 23 KV | DIESEL
AECO | 659775 | ENGLAND 23 KV DIESEL | ENGLAND D4 | 2 | 0 | Y | ENGLAND | 23 KV | DIESEL
AECO | 50853 | ENGLAND 15 KV UNIT01 | ENGLAND 1 | 129 | 0 | Y | ENGLAND | 15 KV | UNIT01
AECO | 50854 | ENGLAND 18 KV UNIT02 | ENGLAND 2 | 155 | 0 | Y | ENGLAND | 18 KV | UNIT02
AECO | 50855 | ENGLAND 20 KV UNIT03 | ENGLAND 3 | 155 | 0 | Y | ENGLAND | 20 KV | UNIT03
AECO | 74008709 | BRIDGEPO22 KV LOGAN | LOGAN IPP | 218 | 219 |  | BRIDGEPO | 22 KV | LOGAN
AECO | 50858 | MICKLETO69 KV CT_1 | MICKLETON 1 | 59 | 63.7 |  | MICKLETO | 69 KV | CT_1
AECO | 50859 | MIDD AE 69 KV CT_1 | MIDDLE 1 | 20 | 0 | Y | MIDD AE | 69 KV | CT_1
AECO | 50860 | MIDD AE 69 KV CT_2 | MIDDLE 2 | 20 | 0 | Y | MIDD AE | 69 KV | CT_2
AECO | 50861 | MIDD AE 69 KV CT_3 | MIDDLE 3 | 37 | 0 | Y | MIDD AE | 69 KV | CT_3
AECO | 50857 | HIGBEE 69 KV CT B | MISSOURI CT B | 20 | 0 | Y | HIGBEE | 69 KV | CT B
AECO | 119118211 | HIGBEE 23 KV CT C | MISSOURI CT C | 20 | 0 | Y | HIGBEE | 23 KV | CT C
AECO | 119118213 | HIGBEE 23 KV CT D | MISSOURI CT D | 20 | 0 | Y | HIGBEE | 23 KV | CT D
AECO | 32947163 | VALERO 69 KV MOBIL | MOBIL 1 | 13.5 | 0 | Y | VALERO | 69 KV | MOBIL
AECO | 32947163 | VALERO 69 KV MOBIL | MOBIL 2 | 15 | 0 | Y | VALERO | 69 KV | MOBIL
AECO | 32947163 | VALERO 69 KV MOBIL | MOBIL 3 | 15 | 0 | Y | VALERO | 69 KV | MOBIL
AECO | 71856717 | PEDRICKT13.8 KV PCLP | PCLP IPP | 116 | 115.3 |  | PEDRICKT | 13.8 KV | PCLP
AECO | 71856721 | SHERMAN 13.8 KV CT 1 | SHERMAN 1 | 81 | 83.9 |  | SHERMAN | 13.8 KV | CT 1
AECO | 50842 | BUTLER 69 KV VCLP | VCLP IPP | 46.5 | 0 | Y | BUTLER | 69 KV | VCLP
AECO | 50871 | VINELAND69 KV WESTCT | VINELAND CT | 26 | 24.4 |  | VINELAND | 69 KV | WESTCT
AECO | 50871 | VINELAND69 KV WESTCT | VINELAND 7 | 8 | 0 | Y | VINELAND | 69 KV | WESTCT
AECO | 50871 | VINELAND69 KV WESTCT | VINELAND 8 | 11 | 0 | Y | VINELAND | 69 KV | WESTCT
AECO | 50871 | VINELAND69 KV WESTCT | VINELAND 9 | 17 | 0 | Y | VINELAND | 69 KV | WESTCT
AECO | 50871 | VINELAND69 KV WESTCT | VINELAND 10 | 23 | 0 | Y | VINELAND | 69 KV | WESTCT
AECO | 119118215 | VINELAND13.8 KV CTYVINEL | VINELAND 11 | 0 | 59 |  | VINELAND | 13.8 KV | CTYVINEL
AECO | 1218914266 | LINCOLN313.8 KV CLAYVING | ACE CLAYVILLE 1 CT | 0 | 59 |  | LINCOLN3 | 13.8 KV | CLAYVING | Rate-based
AECO | 50769 | CONEMAUG22 KV UNIT 1 | CONEMAUGH 1 | 32.555 | 32.6 |  | CONEMAUG | 22 KV | UNIT 1
AECO | 50770 | CONEMAUG22 KV UNIT02 | CONEMAUGH 2 | 32.555 | 32.6 |  | CONEMAUG | 22 KV | UNIT02
AECO | 50771 | CONEMAUG115 KV DIESEL | CONEMAUGH A | 0.10341 | 0.1 |  | CONEMAUG | 115 KV | DIESEL
AECO | 50771 | CONEMAUG115 KV DIESEL | CONEMAUGH B | 0.10341 | 0.1 |  | CONEMAUG | 115 KV | DIESEL
AECO | 50771 | CONEMAUG115 KV DIESEL | CONEMAUGH C | 0.10341 | 0.1 |  | CONEMAUG | 115 KV | DIESEL
AECO | 50771 | CONEMAUG115 KV DIESEL | CONEMAUGH D | 0.10341 | 0.1 |  | CONEMAUG | 115 KV | DIESEL
AECO | 50781 | KEYSTONE20 KV UNIT 1 | KEYSTONE 1 | 20.995 | 21 |  | KEYSTONE | 20 KV | UNIT 1
AECO | 50782 | KEYSTONE20 KV UNIT 2 | KEYSTONE 2 | 20.995 | 21 |  | KEYSTONE | 20 KV | UNIT 2
AECO | 50783 | KEYSTONE20 KV UNIT 3 | KEYSTONE 3 | 0.10341 | 0.1 |  | KEYSTONE | 20 KV | UNIT 3
AECO | 50783 | KEYSTONE20 KV UNIT 3 | KEYSTONE 4 | 0.10341 | 0.1 |  | KEYSTONE | 20 KV | UNIT 3
AECO | 50783 | KEYSTONE20 KV UNIT 3 | KEYSTONE 5 | 0.10341 | 0.1 |  | KEYSTONE | 20 KV | UNIT 3
AECO | 50783 | KEYSTONE20 KV UNIT 3 | KEYSTONE 6 | 0.10341 | 0.1 |  | KEYSTONE | 20 KV | UNIT 3
AECO | 50557 | PEACHBOT22 KV UNIT02 | Peach Bottom 2 | 82.0843 | 91.9 |  | PEACHBOT | 22 KV | UNIT02
AECO | 50558 | PEACHBOT22 KV UNIT03 | Peach Bottom 3 | 82.0843 | 92.1 |  | PEACHBOT | 22 KV | UNIT03
AECO | 50489 | SALEM 25 KV SALEM1 | SALEM 1 | 81.9546 | 85.5 |  | SALEM | 25 KV | SALEM1
AECO | 50490 | SALEM 25 KV SALEM2 | SALEM 2 | 81.9546 | 85.4 |  | SALEM | 25 KV | SALEM2
AECO | 50488 | SALEM 13 KV SALEM3 | SALEM 3 | 2.8158 | 0 | Y | SALEM | 13 KV | SALEM3
AECO | 1097732449 | HOPECREE25 KV UNIT 1 | HOPE CRK 1 | 51.55 | 51.6 |  | HOPECREE | 25 KV | UNIT 1
AECO | 5413134 | NYIS | NY RECS (St. Lawrence/Niagara) | 3.4 | 3.4 |  |  | NYIS Interface
AECO | 87901551 | DLTAPLNT13.8 KV GEN1 | PE DELTA 1CC | 0 | 2.5 |  | DLTAPLNT | 13.8 KV | GEN1
AECO | 87901553 | DLTAPLNT13.8 KV GEN2 | PE DELTA 2CC | 0 | 2.7 |  | DLTAPLNT | 13.8 KV | GEN2
AECO | 87901555 | DLTAPLNT13.8 KV GEN3 | PE DELTA 3CC | 0 | 2.7 |  | DLTAPLNT | 13.8 KV | GEN3
AECO | 112586171 | DLTAPLNT18 KV GEN4 | PE DELTA 4CC | 0 | 4.1 |  | DLTAPLNT | 18 KV | GEN4
AECO | 21601797 | LINWDPE 18 KV STM | PE PHILLIPS ISL 1CC | 0 | 11 |  | LINWDPE | 18 KV | STM
AECO | 74008735 | FOOTHILL18 KV UNIT 4 | AEP FOOT HILLS 1 CT | 0 | 4 |  | FOOTHILL | 18 KV | UNIT 4
AECO | 74008737 | FOOTHILL18 KV UNIT 5 | AEP FOOT HILLS 2 CT | 0 | 4 |  | FOOTHILL | 18 KV | UNIT 5
AECO | 1048074 | EDGEMOOR13 KV HAYRD5 | DPL EDGE HAY5 CT | 0 | 2.7 |  | EDGEMOOR | 13 KV | HAYRD5
AECO | 1048073 | EDGEMOOR13 KV HAYRD6 | DPL EDGE HAY6 CT | 0 | 2.7 |  | EDGEMOOR | 13 KV | HAYRD6
AECO | 1048072 | EDGEMOOR13 KV HAYRD7 | DPL EDGE HAY7 CT | 0 | 2.7 |  | EDGEMOOR | 13 KV | HAYRD7
AECO | 1048075 | EDGEMOOR18 KV HAYRD8 | DPL EDGE HR8 F | 0 | 4 |  | EDGEMOOR | 18 KV | HAYRD8
AECO | 71856747 | PSEGGLOB22 KV 5 | AEP WATERFORD 1 | 0 | 6.7 |  | PSEGGLOB | 22 KV | 5
AECO | 71856741 | PSEGGLOB18 KV 6 | AEP WATERFORD 2 | 0 | 3.1 |  | PSEGGLOB | 18 KV | 6
AECO | 71856743 | PSEGGLOB18 KV 7 | AEP WATERFORD 3 | 0 | 3.1 |  | PSEGGLOB | 18 KV | 7
AECO | 71856745 | PSEGGLOB18 KV 8 | AEP WATERFORD 4 | 0 | 3.1 |  | PSEGGLOB | 18 KV | 8
AECO | 50540 | GRAYFR_113 KV 1 GEN | PE GRAY NUG F | 0 | 4 |  | GRAYFR_1 | 13 KV | 1 GEN
AECO | 10700781 | PRINTZ 18 KV STG | PE LIBERTY F | 0 | 10 |  | PRINTZ | 18 KV | STG
BGE | 49177 | BETHSTL 34 KV LD1 | Bethlehem Steel IPP | 170 | 0 | Y | BETHSTL | 34 KV | LD1
BGE | 50659 | BRANDONS24 KV GEN 01 | Brandon Shores 1 | 650 | 635 |  | BRANDONS | 24 KV | GEN 01
BGE | 50660 | BRANDONS24 KV GEN 02 | Brandon Shores 2 | 646 | 638 |  | BRANDONS | 24 KV | GEN 02
BGE | 50694 | WESTPORT34 KV BRESCO | Bresco IPP | 57 | 57 |  | WESTPORT | 34 KV | BRESCO
BGE | 50664 | CRANE 20 KV GEN 01 | C. P. Crane 1 | 190 | 190 |  | CRANE | 20 KV | GEN 01
BGE | 50665 | CRANE 20 KV GEN 02 | C. P. Crane 2 | 195 | 195 |  | CRANE | 20 KV | GEN 02
BGE | 50663 | CRANE 4 KV CT 01 | C. P. Crane GT1 | 14 | 14 |  | CRANE | 4 KV | CT 01
BGE | 50662 | CALVERTC25 KV GEN 01 | Calvert Cliffs 1 | 835 | 866 |  | CALVERTC | 25 KV | GEN 01
BGE | 50661 | CALVERTC22 KV GEN 02 | Calvert Cliffs 2 | 840 | 841.8 |  | CALVERTC | 22 KV | GEN 02
BGE | 50666 | GOULDST 13 KV GEN 03 | Gould Street 3 | 104 | 97 |  | GOULDST | 13 KV | GEN 03
BGE | 50689 | WAGNER 13 KV GEN 01 | H. A. Wagner 1 | 137 | 126 |  | WAGNER | 13 KV | GEN 01
BGE | 50690 | WAGNER 13 KV GEN 02 | H. A. Wagner 2 | 135 | 118 |  | WAGNER | 13 KV | GEN 02
BGE | 50691 | WAGNER 13 KV GEN 03 | H. A. Wagner 3 | 324 | 305 |  | WAGNER | 13 KV | GEN 03
BGE | 50692 | WAGNER 13 KV GEN 04 | H. A. Wagner 4 | 410 | 397 |  | WAGNER | 13 KV | GEN 04
BGE | 50688 | WAGNER 13 KV CT 01 | H. A. Wagner GT1 | 14 | 12.9 |  | WAGNER | 13 KV | CT 01
BGE | 50667 | NOTCHCLI13 KV CT 1 | Notch Cliff GT1 | 16 | 14 |  | NOTCHCLI | 13 KV | CT 1
BGE | 50668 | NOTCHCLI13 KV CT 2 | Notch Cliff GT2 | 16 | 14 |  | NOTCHCLI | 13 KV | CT 2
BGE | 50669 | NOTCHCLI13 KV CT 3 | Notch Cliff GT3 | 16 | 14 |  | NOTCHCLI | 13 KV | CT 3
BGE | 50670 | NOTCHCLI13 KV CT 4 | Notch Cliff GT4 | 16 | 14 |  | NOTCHCLI | 13 KV | CT 4
BGE | 50671 | NOTCHCLI13 KV CT 5 | Notch Cliff GT5 | 16 | 14.6 |  | NOTCHCLI | 13 KV | CT 5
BGE | 50672 | NOTCHCLI13 KV CT 6 | Notch Cliff GT6 | 16 | 15.6 |  | NOTCHCLI | 13 KV | CT 6
BGE | 50673 | NOTCHCLI13 KV CT 7 | Notch Cliff GT7 | 16 | 14.5 |  | NOTCHCLI | 13 KV | CT 7
BGE | 50674 | NOTCHCLI13 KV CT 8 | Notch Cliff GT8 | 16 | 16 |  | NOTCHCLI | 13 KV | CT 8
BGE | 50683 | PERRYMAN33 KV CT 51 | Perryman 51 | 142 | 139 |  | PERRYMAN | 33 KV | CT 51
BGE | 50679 | PERRYMAN13 KV CT 1 | Perryman GT1 | 52 | 52 |  | PERRYMAN | 13 KV | CT 1
BGE | 50680 | PERRYMAN13 KV CT 2 | Perryman GT2 | 52 | 0 | Y | PERRYMAN | 13 KV | CT 2
BGE | 50681 | PERRYMAN13 KV CT 3 | Perryman GT3 | 52 | 51 |  | PERRYMAN | 13 KV | CT 3
BGE | 50682 | PERRYMAN13 KV CT 4 | Perryman GT4 | 52 | 52 |  | PERRYMAN | 13 KV | CT 4
BGE | 1183231793 | PERRYMN613.8 KV PERYMAN6 | BC PERRYMAN 6 CT | 0 | 109.8 |  | PERRYMN6 | 13.8 KV | PERYMAN6
BGE | 50678 | PHILADRD4 KV CT 4 | Philadelphia Road 4 | 16 | 15.3 |  | PHILADRD | 4 KV | CT 4
BGE | 50675 | PHILADRD4 KV CT 1 | Philadelphia Road GT1 | 16 | 15.1 |  | PHILADRD | 4 KV | CT 1
BGE | 50676 | PHILADRD4 KV CT 2 | Philadelphia Road GT2 | 16 | 14.8 |  | PHILADRD | 4 KV | CT 2
BGE | 50677 | PHILADRD4 KV CT 3 | Philadelphia Road GT3 | 16 | 14.8 |  | PHILADRD | 4 KV | CT 3
BGE | 50684 | RIVERSID13 KV GEN 04 | Riverside 4 | 78 | 0 | Y | RIVERSID | 13 KV | GEN 04
BGE | 50687 | RIVERSID13 KV CT 8 | Riverside 8 | 22 | 20 |  | RIVERSID | 13 KV | CT 8
BGE | 50685 | RIVERSID13 KV CT 06 | Riverside GT6 | 129 | 0 | Y | RIVERSID | 13 KV | CT 06
BGE | 50686 | RIVERSID13 KV CT 7 | Riverside GT7 | 22 | 19 |  | RIVERSID | 13 KV | CT 7
BGE | 50693 | WESTPORT13 KV CT 05 | Westport GT5 | 121 | 115.8 |  | WESTPORT | 13 KV | CT 05
BGE | 50769 | CONEMAUG22 KV UNIT 1 | CONEMAUGH 1 | 89.76 | 89.88 |  | CONEMAUG | 22 KV | UNIT 1
BGE | 50770 | CONEMAUG22 KV UNIT02 | CONEMAUGH 2 | 89.76 | 89.7 |  | CONEMAUG | 22 KV | UNIT02
BGE | 50771 | CONEMAUG115 KV DIESEL | CONEMAUGH A | 0.28512 | 0.28512 |  | CONEMAUG | 115 KV | DIESEL
BGE | 50771 | CONEMAUG115 KV DIESEL | CONEMAUGH B | 0.28512 | 0.28512 |  | CONEMAUG | 115 KV | DIESEL
BGE | 50771 | CONEMAUG115 KV DIESEL | CONEMAUGH C | 0.28512 | 0.28512 |  | CONEMAUG | 115 KV | DIESEL
BGE | 50771 | CONEMAUG115 KV DIESEL | CONEMAUGH D | 0.28512 | 0.28512 |  | CONEMAUG | 115 KV | DIESEL
BGE | 50781 | KEYSTONE20 KV UNIT 1 | KEYSTONE 1 | 178.415 | 178.3 |  | KEYSTONE | 20 KV | UNIT 1
BGE | 50782 | KEYSTONE20 KV UNIT 2 | KEYSTONE 2 | 178.415 | 178.5 |  | KEYSTONE | 20 KV | UNIT 2
BGE | 50783 | KEYSTONE20 KV UNIT 3 | KEYSTONE 3 | 0.56673 | 0.56673 |  | KEYSTONE | 20 KV | UNIT 3
BGE | 50783 | KEYSTONE20 KV UNIT 3 | KEYSTONE 4 | 0.56673 | 0.56673 |  | KEYSTONE | 20 KV | UNIT 3
BGE | 50783 | KEYSTONE20 KV UNIT 3 | KEYSTONE 5 | 0.56673 | 0.56673 |  | KEYSTONE | 20 KV | UNIT 3
BGE | 50783 | KEYSTONE20 KV UNIT 3 | KEYSTONE 6 | 0.56673 | 0.56673 |  | KEYSTONE | 20 KV | UNIT 3
BGE | 50639 | SAFEHARB13 KV UNIT1 | Safe Harbor 1 | 21.3344 | 21.3344 |  | SAFEHARB | 13 KV | UNIT1
BGE | 50640 | SAFEHARB13 KV UNIT2 | Safe Harbor 2 | 21.3344 | 21.3344 |  | SAFEHARB | 13 KV | UNIT2
BGE | 50641 | SAFEHARB13 KV UNIT3 | Safe Harbor 3 | 21.3344 | 21.6 |  | SAFEHARB | 13 KV | UNIT3
BGE | 50642 | SAFEHARB13 KV UNIT4 | Safe Harbor 4 | 21.3344 | 21.3344 |  | SAFEHARB | 13 KV | UNIT4
BGE | 50643 | SAFEHARB13 KV UNIT5 | Safe Harbor 5 | 21.3344 | 21.6 |  | SAFEHARB | 13 KV | UNIT5
BGE | 50644 | SAFEHARB13 KV UNIT6 | Safe Harbor 6 | 21.3344 | 21.3344 |  | SAFEHARB | 13 KV | UNIT6
BGE | 50645 | SAFEHARB13 KV UNIT7 | Safe Harbor 7 | 21.3344 | 21.6 |  | SAFEHARB | 13 KV | UNIT7
BGE | 50634 | SAFEHARB13 KV UNIT8 | Safe Harbor 8 | 25.0012 | 25.0012 |  | SAFEHARB | 13 KV | UNIT8
BGE | 50635 | SAFEHARB13 KV UNIT9 | Safe Harbor 9 | 25.0012 | 25.5 |  | SAFEHARB | 13 KV | UNIT9
BGE | 50636 | SAFEHARB13 KV UNIT10 | Safe Harbor 10 | 25.0012 | 25.5 |  | SAFEHARB | 13 KV | UNIT10
BGE | 50637 | SAFEHARB13 KV UNIT11 | Safe Harbor 11 | 25.0012 | 25.3 |  | SAFEHARB | 13 KV | UNIT11
BGE | 50638 | SAFEHARB13 KV UNIT12 | Safe Harbor 12 | 25.0012 | 25.5 |  | SAFEHARB | 13 KV | UNIT12
BGE | 50654 | SUSQUEHA24 KV UNIT01 | Susquehanna 1 | 62.5 | 71.5 |  | SUSQUEHA | 24 KV | UNIT01
BGE | 50655 | SUSQUEHA24 KV UNIT02 | Susquehanna 2 | 62.5 | 71.2 |  | SUSQUEHA | 24 KV | UNIT02
BGE | 87901551 | DLTAPLNT13.8 KV GEN1 | PE DELTA 1CC | 0 | 10.9 |  | DLTAPLNT | 13.8 KV | GEN1
BGE | 87901553 | DLTAPLNT13.8 KV GEN2 | PE DELTA 2CC | 0 | 11.7 |  | DLTAPLNT | 13.8 KV | GEN2
BGE | 87901555 | DLTAPLNT13.8 KV GEN3 | PE DELTA 3CC | 0 | 11.7 |  | DLTAPLNT | 13.8 KV | GEN3
BGE | 112586171 | DLTAPLNT18 KV GEN4 | PE DELTA 4CC | 0 | 17.8 |  | DLTAPLNT | 18 KV | GEN4
BGE | 21601797 | LINWDPE 18 KV STM | PE PHILLIPS ISL 1CC | 0 | 70 |  | LINWDPE | 18 KV | STM
BGE | 74008735 | FOOTHILL18 KV UNIT 4 | AEP FOOT HILLS 1 CT | 0 | 15 |  | FOOTHILL | 18 KV | UNIT 4
BGE | 74008737 | FOOTHILL18 KV UNIT 5 | AEP FOOT HILLS 2 CT | 0 | 15 |  | FOOTHILL | 18 KV | UNIT 5
BGE | 1048074 | EDGEMOOR13 KV HAYRD5 | DPL EDGE HAY5 CT | 0 | 12.5 |  | EDGEMOOR | 13 KV | HAYRD5
BGE | 1048073 | EDGEMOOR13 KV HAYRD6 | DPL EDGE HAY6 CT | 0 | 12.5 |  | EDGEMOOR | 13 KV | HAYRD6
BGE | 1048072 | EDGEMOOR13 KV HAYRD7 | DPL EDGE HAY7 CT | 0 | 12.5 |  | EDGEMOOR | 13 KV | HAYRD7
BGE | 1048075 | EDGEMOOR18 KV HAYRD8 | DPL EDGE HR8 F | 0 | 18.5 |  | EDGEMOOR | 18 KV | HAYRD8
BGE | 71856747 | PSEGGLOB22 KV 5 | AEP WATERFORD 1 | 0 | 17.1 |  | PSEGGLOB | 22 KV | 5
BGE | 71856741 | PSEGGLOB18 KV 6 | AEP WATERFORD 2 | 0 | 17.1 |  | PSEGGLOB | 18 KV | 6
BGE | 71856743 | PSEGGLOB18 KV 7 | AEP WATERFORD 3 | 0 | 17.1 |  | PSEGGLOB | 18 KV | 7
BGE | 71856745 | PSEGGLOB18 KV 8 | AEP WATERFORD 4 | 0 | 36.8 |  | PSEGGLOB | 18 KV | 8
BGE | 50540 | GRAYFR_113 KV 1 GEN | PE GRAY NUG F | 0 | 16 |  | GRAYFR_1 | 13 KV | 1 GEN
BGE | 10700781 | PRINTZ 18 KV STG | PE LIBERTY F | 0 | 57 |  | PRINTZ | 18 KV | STG
BGE | 1218914170 | ASYLUM 23 KV LIBRTY10 | PN LIBERTY 10 F | 0 | 9 |  | ASYLUM | 23 KV | LIBRTY10
BGE | 1218914170 | ASYLUM 23 KV LIBRTY10 | PN LIBERTY 20 F | 0 | 9 |  | ASYLUM | 23 KV | LIBRTY10
DPL | 50872 | BAYVIEW 4 KV G1 | Bayview 1 | 2 | 2.1 |  | BAYVIEW | 4 KV | G1
DPL | 50873 | BAYVIEW 4 KV G2 | Bayview 2 | 2 | 2.1 |  | BAYVIEW | 4 KV | G2
DPL | 50874 | BAYVIEW 4 KV G3 | Bayview 3 | 2 | 2.1 |  | BAYVIEW | 4 KV | G3
DPL | 50875 | BAYVIEW 4 KV G4 | Bayview 4 | 2 | 2.1 |  | BAYVIEW | 4 KV | G4
DPL | 50876 | BAYVIEW 4 KV G5 | Bayview 5 | 2 | 2.1 |  | BAYVIEW | 4 KV | G5
DPL | 50877 | BAYVIEW 4 KV G6 | Bayview 6 | 2 | 2.1 |  | BAYVIEW | 4 KV | G6
DPL | 510440 | CHR138 12 KV G11 | Christianna 11 | 22.5 | 23.8 |  | CHR138 | 12 KV | G11
DPL | 510441 | CHR138 12 KV G14 | Christianna 14 | 22.5 | 23 |  | CHR138 | 12 KV | G14
DPL | 50881 | CRISFIE 4 KV G1 | Crisfield 1 | 2.5 | 2.5 |  | CRISFIE | 4 KV | G1
DPL | 50882 | CRISFIE 4 KV G2 | Crisfield 2 | 2.5 | 2.5 |  | CRISFIE | 4 KV | G2
DPL | 50883 | CRISFIE 4 KV G3 | Crisfield 3 | 2.5 | 2.5 |  | CRISFIE | 4 KV | G3
DPL | 50884 | CRISFIE 4 KV G4 | Crisfield 4 | 2.5 | 2.5 |  | CRISFIE | 4 KV | G4
DPL | 510443 | DELA DPL13 KV G1 | Delaware City 1 (unit6) | 28.6 | 55 |  | DELA DPL | 13 KV | G1
DPL | 510444 | DELA DPL13 KV G2 | Delaware City 2 (unit7) | 28.6 | 56.5 |  | DELA DPL | 13 KV | G2
DPL | 50886 | DELA DPL13 KV G10 | Delaware City 10 | 16 | 17.8 |  | DELA DPL | 13 KV | G10
DPL | 1048071 | CLAYTON 13 KV G1 | DPL DEMEC 1 CT | 0 | 48 |  | CLAYTON | 13 KV | G1 | Rate-based
DPL | 1048071 | CLAYTON 13 KV G1 | DPL DEMEC 2 CT | 0 | 50 |  | CLAYTON | 13 KV | G1 | Rate-based
DPL | 659776 | EMUNI 12 KV G1 | EASTON 7 | 2 | 2 |  | EMUNI | 12 KV | G1
DPL | 659776 | EMUNI 12 KV G1 | EASTON 8 | 2 | 2 |  | EMUNI | 12 KV | G1
DPL | 659776 | EMUNI 12 KV G1 | EASTON 9 | 2.5 | 2.5 |  | EMUNI | 12 KV | G1
DPL | 659776 | EMUNI 12 KV G1 | EASTON 10 | 3.5 | 3.5 |  | EMUNI | 12 KV | G1
DPL | 659776 | EMUNI 12 KV G1 | EASTON 11 | 3.6 | 3.6 |  | EMUNI | 12 KV | G1
DPL | 659776 | EMUNI 12 KV G1 | EASTON 12 | 4.1 | 4.1 |  | EMUNI | 12 KV | G1
DPL | 659776 | EMUNI 12 KV G1 | EASTON 13 | 5.6 | 5.6 |  | EMUNI | 12 KV | G1
DPL | 659776 | EMUNI 12 KV G1 | EASTON 14 | 5.6 | 5.6 |  | EMUNI | 12 KV | G1
DPL | 659776 | EMUNI 12 KV G1 | EASTON 21 | 6.25 | 6.3 |  | EMUNI | 12 KV | G1
DPL | 659776 | EMUNI 12 KV G1 | EASTON 22 | 6.25 | 6.2 |  | EMUNI | 12 KV | G1
DPL | 659776 | EMUNI 12 KV G1 | EASTON 23 | 6.25 | 6.3 |  | EMUNI | 12 KV | G1
DPL | 659776 | EMUNI 12 KV G1 | EASTON 24 | 6.25 | 6.3 |  | EMUNI | 12 KV | G1
DPL | 659776 | EMUNI 12 KV G1 | EASTON 101-202 | 6 | 0 |  | EMUNI | 12 KV | G1
DPL | 659776 | EMUNI 12 KV G1 | EASTON 101 | 0 | 1.5 |  | EMUNI | 12 KV | G1
DPL | 659776 | EMUNI 12 KV G1 | EASTON 102 | 0 | 1.5 |  | EMUNI | 12 KV | G1
DPL | 659776 | EMUNI 12 KV G1 | EASTON 201 | 0 | 1.5 |  | EMUNI | 12 KV | G1
DPL | 659776 | EMUNI 12 KV G1 | EASTON 202 | 0 | 1.5 |  | EMUNI | 12 KV | G1
DPL | 659776 | EMUNI 12 KV G1 | EASTON 203 | 0 | 3 |  | EMUNI | 12 KV | G1
DPL | 659776 | EMUNI 12 KV G1 | EASTON 204 | 0 | 3 |  | EMUNI | 12 KV | G1
DPL | 50888 | EDGEMOOR13 KV UNIT03 | Edge Moor 3 | 86 | 86 |  | EDGEMOOR | 13 KV | UNIT03
DPL | 50893 | EDGEMOOR19 KV UNIT04 | Edge Moor 4 | 174 | 174 |  | EDGEMOOR | 19 KV | UNIT04
DPL | 50894 | EDGEMOOR23 KV UNIT05 | Edge Moor 5 | 445 | 450 |  | EDGEMOOR | 23 KV | UNIT05
DPL | 50887 | EDGEMOOR12 KV G10 | Edge Moor 10 | 13 | 14.3 |  | EDGEMOOR | 12 KV | G10
DPL | 50921 | NORTHST 69 KV GF | GF IPP | 14 | 15 |  | NORTHST | 69 KV | GF
DPL | 50889 | EDGEMOOR13 KV HAYRD1 | Hayroad 1 | 112 | 126 |  | EDGEMOOR | 13 KV | HAYRD1
DPL | 50891 | EDGEMOOR13 KV HAYRD2 | Hayroad 2 | 112 | 126 |  | EDGEMOOR | 13 KV | HAYRD2
DPL | 50890 | EDGEMOOR13 KV HAYRD3 | Hayroad 3 | 112 | 126 |  | EDGEMOOR | 13 KV | HAYRD3
DPL | 50892 | EDGEMOOR13 KV HAYRD4 | Hayroad 4 | 175 | 182.3 |  | EDGEMOOR | 13 KV | HAYRD4
DPL | 50912 | INDIANRI14 KV UNIT01 | Indian River 1 | 91 | 0 | Y | INDIANRI | 14 KV | UNIT01
DPL | 50913 | INDIANRI14 KV UNIT02 | Indian River 2 | 91 | 0 | Y | INDIANRI | 14 KV | UNIT02
DPL | 50914 | INDIANRI20 KV UNIT03 | Indian River 3 | 165 | 0 | Y | INDIANRI | 20 KV | UNIT03
DPL | 50915 | INDIANRI26 KV UNIT04 | Indian River 4 | 420 | 410 |  | INDIANRI | 26 KV | UNIT04
DPL | 50911 | INDIANRI13 KV UNIT10 | Indian River 10 | 17 | 16.1 |  | INDIANRI | 13 KV | UNIT10
DPL | 510440 | CHR138 12 KV G11 | Madison Street 1 | 11 | 0 | Y | CHR138 | 12 KV | G11
DPL | 50919 | NORTHST 12 KV G1 | MCKEE 1 | 17 | 0 | Y | NORTHST | 12 KV | G1
DPL | 50918 | NORTHST 12 KV G2 | MCKEE 2 | 17 | 0 | Y | NORTHST | 12 KV | G2
DPL | 50917 | NORTHST 12 KV G3 | MCKEE 3 | 102 | 102 |  | NORTHST | 12 KV | G3
DPL | 10700802 | ROCKSPRI18 KV CT1 | DPL ROCK SPRINGS CT1 | 0 | 0 |  | ROCKSPRI | 18 KV | CT1 | Rate-based
DPL | 10700804 | ROCKSPRI18 KV CT2 | DPL ROCK SPRINGS CT2 | 0 | 0 |  | ROCKSPRI | 18 KV | CT2 | Rate-based
DPL | 1348265110 | ROCKSPRI24 KV WCATSTG | WILDCAT POINT CC |  | 107.6 |  | ROCKSPRI | 24 KV | WCATSTG | Rate-based
DPL | 10700805 | ROCKSPRI18 KV CT3 | DPL ROCK SPRINGS CT3 | 0 | 15.5 |  | ROCKSPRI | 18 KV | CT3
DPL | 10700806 | ROCKSPRI18 KV CT4 | DPL ROCK SPRINGS CT4 | 0 | 15.8 |  | ROCKSPRI | 18 KV | CT4
DPL | 50924 | TASLEY 12 KV G10 | Tasley 10 | 26 | 30.7 |  | TASLEY | 12 KV | G10
DPL | 50920 | NORTHST 12 KV G11 | VANSANT 1 | 39 | 43 |  | NORTHST | 12 KV | G11
DPL | 50926 | VIENNA 18 KV UNIT08 | Vienna 8 | 153 | 153 |  | VIENNA | 18 KV | UNIT08
DPL | 50925 | VIENNA 13 KV UNIT10 | Vienna 10 | 17 | 14.3 |  | VIENNA | 13 KV | UNIT10
DPL | 21601802 | WESTDPL 12 KV G1 | West Substation 1 | 15 | 17.2 |  | WESTDPL | 12 KV | G1
DPL | 50769 | CONEMAUG22 KV UNIT 1 | CONEMAUGH 1 | 31.45 | 31.45 |  | CONEMAUG | 22 KV | UNIT 1
DPL | 50770 | CONEMAUG22 KV UNIT02 | CONEMAUGH 2 | 31.45 | 31.45 |  | CONEMAUG | 22 KV | UNIT02
DPL | 50771 | CONEMAUG115 KV DIESEL | CONEMAUGH A | 0.0999 | 0.0999 |  | CONEMAUG | 115 KV | DIESEL
DPL | 50771 | CONEMAUG115 KV DIESEL | CONEMAUGH B | 0.0999 | 0.0999 |  | CONEMAUG | 115 KV | DIESEL
DPL | 50771 | CONEMAUG115 KV DIESEL | CONEMAUGH C | 0.0999 | 0.0999 |  | CONEMAUG | 115 KV | DIESEL
DPL | 50771 | CONEMAUG115 KV DIESEL | CONEMAUGH D | 0.0999 | 0.0999 |  | CONEMAUG | 115 KV | DIESEL
DPL | 50781 | KEYSTONE20 KV UNIT 1 | KEYSTONE 1 | 31.45 | 31.4 |  | KEYSTONE | 20 KV | UNIT 1
DPL | 50782 | KEYSTONE20 KV UNIT 2 | KEYSTONE 2 | 31.45 | 31.45 |  | KEYSTONE | 20 KV | UNIT 2
DPL | 50783 | KEYSTONE20 KV UNIT 3 | KEYSTONE 3 | 0.0999 | 0.0999 |  | KEYSTONE | 20 KV | UNIT 3
DPL | 50783 | KEYSTONE20 KV UNIT 3 | KEYSTONE 4 | 0.0999 | 0.0999 |  | KEYSTONE | 20 KV | UNIT 3
DPL | 50783 | KEYSTONE20 KV UNIT 3 | KEYSTONE 5 | 0.0999 | 0.0999 |  | KEYSTONE | 20 KV | UNIT 3
DPL | 50783 | KEYSTONE20 KV UNIT 3 | KEYSTONE 6 | 0.0999 | 0.0999 |  | KEYSTONE | 20 KV | UNIT 3
DPL | 50557 | PEACHBOT22 KV UNIT02 | Peach Bottom 2 | 82.0843 | 91.8999 |  | PEACHBOT | 22 KV | UNIT02
DPL | 50558 | PEACHBOT22 KV UNIT03 | Peach Bottom 3 | 82.0843 | 92.1252 |  | PEACHBOT | 22 KV | UNIT03
DPL | 50489 | SALEM 25 KV SALEM1 | SALEM 1 | 81.9546 | 85.5 |  | SALEM | 25 KV | SALEM1
DPL | 50490 | SALEM 25 KV SALEM2 | SALEM 2 | 81.9546 | 85.4 |  | SALEM | 25 KV | SALEM2
DPL | 50488 | SALEM 13 KV SALEM3 | SALEM 3 | 2.8158 | 0 | Y | SALEM | 13 KV | SALEM3
DPL | 1123179434 | MTNTOP 34.5 KV MHOOPWF2 | PN MEHOOPANY WF | 0 | 5.3 |  | MTNTOP | 34.5 KV | MHOOPWF2 | Rate-based
DPL | 57967661 | NEW_BALT34.5 KV NBALTMWF | PN STONY CREEK WF | 0 | 1.7 |  | NEW_BALT | 34.5 KV | NBALTMWF | Rate-based
DPL | 1305130630 | KELSOGAP34.5 KV CRITRNWF | AP CRITERION 1 WF | 0 | 3.3 |  | KELSOGAP | 34.5 KV | CRITRNWF | Rate-based
DPL | 78711777 | EVERTSUB34.5 KV ARMENIA | PN ARMENIA MOUNTAIN 1 WF | 0 | 2.4 |  | EVERTSUB | 34.5 KV | ARMENIA | Rate-based
JCPL | 50476 | CAMDENGN13 KV CMDN#1 | Camden Cogen Tech IPP | 23 | 0 | Y | CAMDENGN | 13 KV | CMDN#1
JCPL | 50721 | MANITOU 35 KV MRPC | COMPOSITE IPP | 3 | 0 | Y | MANITOU | 35 KV | MRPC
JCPL | 50722 | OYSTERCR14 KV FR 1 | FORKED RIVER 1 | 34 | 34 |  | OYSTERCR | 14 KV | FR 1
JCPL | 50723 | OYSTERCR14 KV FR 2 | FORKED RIVER 2 | 32 | 31 |  | OYSTERCR | 14 KV | FR 2
JCPL | 50695 | GILBERT 13 KV UNIT 4 | GILBERT 4 | 49 | 49 |  | GILBERT | 13 KV | UNIT 4
JCPL | 50696 | GILBERT 13 KV UNIT 5 | GILBERT 5 | 49 | 49 |  | GILBERT | 13 KV | UNIT 5
JCPL | 50697 | GILBERT 13 KV UNIT 6 | GILBERT 6 | 51 | 51 |  | GILBERT | 13 KV | UNIT 6
JCPL | 50698 | GILBERT 13 KV UNIT 7 | GILBERT 7 | 49 | 49 |  | GILBERT | 13 KV | UNIT 7
JCPL | 50699 | GILBERT 13 KV UNIT 8 | GILBERT 8 | 90 | 90 |  | GILBERT | 13 KV | UNIT 8
JCPL | 50704 | GILBERT 18 KV GEN 9 | GILBERT 9 | 152 | 150 |  | GILBERT | 18 KV | GEN 9
JCPL | 50704 | GILBERT 18 KV GEN 9 | GILBERT C1 | 23 | 0 | Y | GILBERT | 18 KV | GEN 9
JCPL | 50704 | GILBERT 18 KV GEN 9 | GILBERT C2 | 25 | 0 | Y | GILBERT | 18 KV | GEN 9
JCPL | 50704 | GILBERT 18 KV GEN 9 | GILBERT C3 | 25 | 0 | Y | GILBERT | 18 KV | GEN 9
JCPL | 50704 | GILBERT 18 KV GEN 9 | GILBERT C4 | 25 | 0 | Y | GILBERT | 18 KV | GEN 9
JCPL | 123901497 | GLENGARD34 KV LEBANSP | GLEN GARDNER 1 | 20 | 0 | Y | GLENGARD | 34 KV | LEBANSP
JCPL | 123901497 | GLENGARD34 KV LEBANSP | GLEN GARDNER 2 | 20 | 0 | Y | GLENGARD | 34 KV | LEBANSP
JCPL | 123901497 | GLENGARD34 KV LEBANSP | GLEN GARDNER 3 | 20 | 0 | Y | GLENGARD | 34 KV | LEBANSP
JCPL | 123901497 | GLENGARD34 KV LEBANSP | GLEN GARDNER 4 | 20 | 0 | Y | GLENGARD | 34 KV | LEBANSP
JCPL | 123901497 | GLENGARD34 KV LEBANSP | GLEN GARDNER 5 | 20 | 0 | Y | GLENGARD | 34 KV | LEBANSP
JCPL | 123901497 | GLENGARD34 KV LEBANSP | GLEN GARDNER 6 | 20 | 0 | Y | GLENGARD | 34 KV | LEBANSP
JCPL | 123901497 | GLENGARD34 KV LEBANSP | GLEN GARDNER 7 | 20 | 0 | Y | GLENGARD | 34 KV | LEBANSP
JCPL | 123901497 | GLENGARD34 KV LEBANSP | GLEN GARDNER 8 | 20 | 0 | Y | GLENGARD | 34 KV | LEBANSP
JCPL | 50481 | GLOUCEST230 KV GCRF | GLOUSTER COUNTY IPP | 12 | 11.3 |  | GLOUCEST | 230 KV | GCRF
JCPL | 50389 | ALDENE 13 KV SK NUG | KENILWORTH IPP | 15 | 0 | Y | ALDENE | 13 KV | SK NUG
JCPL | 50720 | LAKEWOOD230 KV NUG LK | LAKEWOOD IPP | 227 | 241.9 |  | LAKEWOOD | 230 KV | NUG LK
JCPL | 5021703 | LAKEWOOD18 KV OCEAN C1 | JC LAKEWOOD CT1 | 0 | 168.4 |  | LAKEWOOD | 18 KV | OCEAN C1
JCPL | 5021704 | LAKEWOOD18 KV OCEAN C2 | JC LAKEWOOD CT2 | 0 | 167.7 |  | LAKEWOOD | 18 KV | OCEAN C2
JCPL | 119118161 | FAIRLAWN26 KV MRC GT | MARCAL PAPER IPP | 47 | 70 |  | FAIRLAWN | 26 KV | MRC GT
JCPL | 1097732300 | ESSEX 26 KV ECCFG1CT | NEWARK BOXBOARD IPP | 52 | 0 | Y | ESSEX | 26 KV | ECCFG1CT
JCPL | 61482275 | PARLIN 230 KV DPONTNUG | PARLIN IPP | 114 | 113.1 |  | PARLIN | 230 KV | DPONTNUG
JCPL | 1048051 | REDOAKB 18 KV ST | RED OAK CC 1 | 0 | 226 |  | REDOAKB | 18 KV | ST
JCPL | 1048051 | REDOAKB 18 KV ST | RED OAK CT 1 | 0 | 174 |  | REDOAKB | 18 KV | ST
JCPL | 50704 | GILBERT 18 KV GEN 9 | RIEGEL 1 | 21 | 0 | Y | GILBERT | 18 KV | GEN 9
JCPL | 50724 | OYSTERCR24 KV UNIT01 | OYSTER CREEK 1 | 619 | 607.7 |  | OYSTERCR | 24 KV | UNIT01
JCPL | 1048053 | SAYREVIL115 KV MCSA | SAYREVILLE 4 | 114 | 0 | Y | SAYREVIL | 115 KV | MCSA
JCPL | 1048053 | SAYREVIL115 KV MCSA | SAYREVILLE 5 | 115 | 0 | Y | SAYREVIL | 115 KV | MCSA
JCPL | 50727 | SAYREVIL13 KV CT 1 | SAYREVILLE GT1 | 57 | 57 |  | SAYREVIL | 13 KV | CT 1
JCPL | 50728 | SAYREVIL13 KV CT 2 | SAYREVILLE GT2 | 53 | 54.6 |  | SAYREVIL | 13 KV | CT 2
JCPL | 50729 | SAYREVIL13 KV CT 3 | SAYREVILLE GT3 | 57 | 54.6 |  | SAYREVIL | 13 KV | CT 3
JCPL | 50730 | SAYREVIL13 KV CT 4 | SAYREVILLE GT4 | 57 | 49.9 |  | SAYREVIL | 13 KV | CT 4
JCPL | 50726 | SRIVER 230 KV NUG GE | SOUTH RIVER IPP | 260 | 300 |  | SRIVER | 230 KV | NUG GE
JCPL | 50713 | PEQUESTR34 KV WARREN | WARREN COUNTY IPP | 10 | 10 |  | PEQUESTR | 34 KV | WARREN
JCPL | 49415 | WERNER 115 KV BK 12 | WERNER GT1 | 53 | 0 | Y | WERNER | 115 KV | BK 12
JCPL | 49415 | WERNER 115 KV BK 12 | WERNER GT2 | 53 | 0 | Y | WERNER | 115 KV | BK 12
JCPL | 49415 | WERNER 115 KV BK 12 | WERNER GT3 | 53 | 0 | Y | WERNER | 115 KV | BK 12
JCPL | 49415 | WERNER 115 KV BK 12 | WERNER GT4 | 53 | 0 | Y | WERNER | 115 KV | BK 12
JCPL | 50721 | MANITOU 35 KV MRPC | Manchester (MRPC) IPP | 5 | 5 |  | MANITOU | 35 KV | MRPC
JCPL | 71856665 | BAYONNE 13 KV COGEN1 | Bayonne COGEN TECH IPP | 28.4 | 29.4 |  | BAYONNE | 13 KV | COGEN1
JCPL | 71856667 | BAYONNE 13 KV COGEN2 |  | 28.4 | 29.4 |  | BAYONNE | 13 KV | COGEN2
JCPL | 71856669 | BAYONNE 13 KV COGEN3 |  | 28.4 | 29.4 |  | BAYONNE | 13 KV | COGEN3
JCPL | 71856671 | BAYONNE 13 KV COGEN4 |  | 28.4 | 34.4 |  | BAYONNE | 13 KV | COGEN4
JCPL | 50715 | YARDSCRE14 KV UNIT01 | YARDS CREEK 1 | 70 | 70 |  | YARDSCRE | 14 KV | UNIT01
JCPL | 50716 | YARDSCRE14 KV UNIT02 | YARDS CREEK 2 | 70 | 70 |  | YARDSCRE | 14 KV | UNIT02
JCPL | 50717 | YARDSCRE14 KV UNIT03 | YARDS CREEK 3 | 60 | 70 |  | YARDSCRE | 14 KV | UNIT03
JCPL | 50781 | KEYSTONE20 KV UNIT 1 | KEYSTONE 1 | 141.695 | 141.6 |  | KEYSTONE | 20 KV | UNIT 1
JCPL | 50782 | KEYSTONE20 KV UNIT 2 | KEYSTONE 2 | 141.695 | 141.8 |  | KEYSTONE | 20 KV | UNIT 2
JCPL | 50783 | KEYSTONE20 KV UNIT 3 | KEYSTONE 3 | 0.45009 | 0.45009 |  | KEYSTONE | 20 KV | UNIT 3
JCPL | 50783 | KEYSTONE20 KV UNIT 3 | KEYSTONE 4 | 0.45009 | 0.45009 |  | KEYSTONE | 20 KV | UNIT 3
JCPL | 50783 | KEYSTONE20 KV UNIT 3 | KEYSTONE 5 | 0.45009 | 0.45009 |  | KEYSTONE | 20 KV | UNIT 3
JCPL | 50783 | KEYSTONE20 KV UNIT 3 | KEYSTONE 6 | 0.45009 | 0.45009 |  | KEYSTONE | 20 KV | UNIT 3
JCPL | 50759 | TMI 20 KV UNIT01 | THREE MILE ISLAND 1 | 196.5 | 200.7 |  | TMI | 20 KV | UNIT01
METED | 1268571493 | CATTRACT14 KV NUG GE1 | CAT TRACTOR IPP | 45 | 46.2 |  | CATTRACT | 14 KV | NUG GE1
METED | 50738 | HAMILTON13 KV HAMLTN | HAMILTON 1 | 20 | 19.6 |  | HAMILTON | 13 KV | HAMLTN
METED | 50739 | HUNTERST13 KV HUNTR1 | HUNTERSTOWN 1 | 20 | 20 |  | HUNTERST | 13 KV | HUNTR1
METED | 50740 | HUNTERST13 KV HUNTR2 | HUNTERSTOWN 2 | 20 | 20 |  | HUNTERST | 13 KV | HUNTR2
METED | 50741 | HUNTERST13 KV HUNTR3 | HUNTERSTOWN 3 | 20 | 20 |  | HUNTERST | 13 KV | HUNTR3
METED | 10700785 | HUNTERST18 KV CT201 | HUNTERSTOWN 201 | 0 | 165 |  | HUNTERST | 18 KV | CT201
METED | 10700786 | HUNTERST18 KV CT301 | HUNTERSTOWN 301 | 0 | 165 |  | HUNTERST | 18 KV | CT301
METED | 10700788 | HUNTERST22 KV ST401 | HUNTERSTOWN 401 | 0 | 283 |  | HUNTERST | 22 KV | ST401
METED | 50742 | MIDDLJCT69 KV LANC | LANCASTER COUNTY IPP | 30 | 30 |  | MIDDLJCT | 69 KV | LANC
METED | 50743 | MOUN ME 13 KV GEN #1 | MOUNTAIN 1 | 20 | 19.9 |  | MOUN ME | 13 KV | GEN #1
METED | 50744 | MOUN ME 13 KV GEN #2 | MOUNTAIN 2 | 20 | 20 |  | MOUN ME | 13 KV | GEN #2
METED | 50630 | NAMPTON 138 KV NUG | NORTHAMPTON IPP | 89 | 111.4 |  | NAMPTON | 138 KV | NUG
METED | 50745 | ORRTANNA13 KV ORRTAN | ORTANNA 1 | 20 | 19.5 |  | ORRTANNA | 13 KV | ORRTAN
METED | 50747 | PHGLATFE115 KV NUG | P. H. GLATFELTER IPP | 35 | 35 |  | PHGLATFE | 115 KV | NUG
METED | 50746 | PANTHER 69 KV PANTR | PANTHER CREEK IPP | 80 | 80 |  | PANTHER | 69 KV | PANTR
METED | 50748 | PORTLAND13 KV UNIT 1 | PORTLAND 1 | 158 | 0 | Y | PORTLAND | 13 KV | UNIT 1
METED | 50752 | PORTLAND15 KV UNIT 2 | PORTLAND 2 | 243 | 0 | Y | PORTLAND | 15 KV | UNIT 2
METED | 50750 | PORTLAND13 KV CT 3 | PORTLAND 3 | 15 | 15 |  | PORTLAND | 13 KV | CT 3
METED | 50751 | PORTLAND13 KV CT 4 | PORTLAND 4 | 20 | 20 |  | PORTLAND | 13 KV | CT 4
METED | 50749 | PORTLAND13 KV CT 5 | PORTLAND 5 | 134 | 134 |  | PORTLAND | 13 KV | CT 5
METED | 50753 | SHAWNEE 13 KV SHAWNE | SHAWNEE 1 | 20 | 20 |  | SHAWNEE | 13 KV | SHAWNE
METED | 50759 | TMI 20 KV UNIT01 | THREE MILE ISLAND 1 | 393 | 401.4 |  | TMI | 20 KV | UNIT01
METED | 50754 | SREADING13 KV TITUS4 | TITUS 1 | 81 | 0 | Y | SREADING | 13 KV | TITUS4
METED | 50754 | SREADING13 KV TITUS4 | TITUS 2 | 81 | 0 | Y | SREADING | 13 KV | TITUS4
METED | 50754 | SREADING13 KV TITUS4 | TITUS 3 | 81 | 0 | Y | SREADING | 13 KV | TITUS4
METED | 50754 | SREADING13 KV TITUS4 | TITUS 4 | 15 | 15 |  | SREADING | 13 KV | TITUS4
METED | 50755 | SREADING13 KV TITUS5 | TITUS 5 | 16 | 15.1 |  | SREADING | 13 KV | TITUS5
METED | 50760 | TOLNA 13 KV GEN1 | TOLNA 1 | 20 | 20 |  | TOLNA | 13 KV | GEN1
METED | 50761 | TOLNA 13 KV GEN2 | TOLNA 2 | 20 | 18.7 |  | TOLNA | 13 KV | GEN2
METED | 50586 | ELDRED 69 KV WESNUG | WESTWOOD IPP | 30 | 32.5 |  | ELDRED | 69 KV | WESNUG
METED | 50764 | YORK INC115 KV NUG GE | YORK COUNTY IPP | 30 | 30 |  | YORK INC | 115 KV | NUG GE
METED | 50763 | YORKHAVE115 KV YORKHV | YORK HAVEN 1 | 19 | 19 |  | YORKHAVE | 115 KV | YORKHV
METED | 50769 | CONEMAUG22 KV UNIT 1 | CONEMAUGH 1 | 139.825 | 139.9 |  | CONEMAUG | 22 KV | UNIT 1
METED | 50770 | CONEMAUG22 KV UNIT02 | CONEMAUGH 2 | 139.825 | 139.7 |  | CONEMAUG | 22 KV | UNIT02
METED | 50771 | CONEMAUG115 KV DIESEL | CONEMAUGH A | 0.44415 | 0.44415 |  | CONEMAUG | 115 KV | DIESEL
METED | 50771 | CONEMAUG115 KV DIESEL | CONEMAUGH B | 0.44415 | 0.44415 |  | CONEMAUG | 115 KV | DIESEL
METED | 50771 | CONEMAUG115 KV DIESEL | CONEMAUGH C | 0.44415 | 0.44415 |  | CONEMAUG | 115 KV | DIESEL
METED | 50771 | CONEMAUG115 KV DIESEL | CONEMAUGH D | 0.44415 | 0.44415 |  | CONEMAUG | 115 KV | DIESEL
PECO | 510435 | CHESTER 13 KV UNIT 7 | Chester 7 | 13 | 13 |  | CHESTER | 13 KV | UNIT 7
PECO | 510436 | CHESTER 13 KV UNIT 8 | Chester 8 | 13 | 13 |  | CHESTER | 13 KV | UNIT 8
PECO | 510437 | CHESTER 13 KV UNIT 9 | Chester 9 | 13 | 13 |  | CHESTER | 13 KV | UNIT 9
PECO | 50495 | CONOWING13 KV GEN1 | Conowingo 1 | 36 | 48 |  | CONOWING | 13 KV | GEN1
PECO | 50496 | CONOWING13 KV GEN2 | Conowingo 2 | 36 | 36 |  | CONOWING | 13 KV | GEN2
PECO | 50497 | CONOWING13 KV GEN3 | Conowingo 3 | 36 | 48 |  | CONOWING | 13 KV | GEN3
PECO | 50498 | CONOWING13 KV GEN4 | Conowingo 4 | 36 | 48 |  | CONOWING | 13 KV | GEN4
PECO | 50499 | CONOWING13 KV GEN5 | Conowingo 5 | 36 | 36 |  | CONOWING | 13 KV | GEN5
PECO | 50500 | CONOWING13 KV GEN6 | Conowingo 6 | 36 | 48 |  | CONOWING | 13 KV | GEN6
PECO | 50501 | CONOWING13 KV UNIT07 | Conowingo 7 | 36 | 48 |  | CONOWING | 13 KV | UNIT07
PECO | 50502 | CONOWING13 KV GEN8 | Conowingo 8 | 65 | 65 |  | CONOWING | 13 KV | GEN8
PECO | 50503 | CONOWING13 KV GEN9 | Conowingo 9 | 65 | 65 |  | CONOWING | 13 KV | GEN9
PECO | 50504 | CONOWING13 KV G10 | Conowingo 10 | 65 | 65 |  | CONOWING | 13 KV | G10
PECO | 50505 | CONOWING13 KV G11 | Conowingo 11 | 65 | 65 |  | CONOWING | 13 KV | G11
PECO | 48870 | CROMBY 35 KV 2BUS | Cromby 1 | 144 | 0 | Y | CROMBY | 35 KV | 2BUS
PECO | 48870 | CROMBY 35 KV 2BUS | Cromby D | 2.7 | 0 | Y | CROMBY | 35 KV | 2BUS
PECO | 48870 | CROMBY 35 KV 2BUS | Cromby 2 | 201 | 0 | Y | CROMBY | 35 KV | 2BUS
PECO | 50509 | CROYDON 13 KV UNIT11 | Croydon 11 | 49 | 49 |  | CROYDON | 13 KV | UNIT11
PECO | 50510 | CROYDON 13 KV UNIT12 | Croydon 12 | 48 | 49 |  | CROYDON | 13 KV | UNIT12
PECO | 50511 | CROYDON 13 KV UNIT21 | Croydon 21 | 45 | 49 |  | CROYDON | 13 KV | UNIT21
PECO | 50512 | CROYDON 13 KV UNIT22 | Croydon 22 | 47 | 49 |  | CROYDON | 13 KV | UNIT22
PECO | 50513 | CROYDON 13 KV UNIT31 | Croydon 31 | 47 | 49 |  | CROYDON | 13 KV | UNIT31
PECO | 50514 | CROYDON 13 KV UNIT32 | Croydon 32 | 45 | 48 |  | CROYDON | 13 KV | UNIT32
PECO | 50515 | CROYDON 13 KV UNIT41 | Croydon 41 | 47 | 49 |  | CROYDON | 13 KV | UNIT41
PECO | 50516 | CROYDON 13 KV UNIT42 | Croydon 42 | 45 | 49 |  | CROYDON | 13 KV | UNIT42
PECO | 50523 | DELA PE 13 KV UNIT12 | Delaware 7 | 126 | 0 | Y | DELA PE | 13 KV | UNIT12
PECO | 50523 | DELA PE 13 KV UNIT12 | Delaware 8 | 124 | 0 | Y | DELA PE | 13 KV | UNIT12
PECO | 50519 | DELA PE 13 KV UNIT09 | Delaware 9 | 17 | 17 |  | DELA PE | 13 KV | UNIT09
PECO | 50521 | DELA PE 13 KV UNIT10 | Delaware 10 | 15 | 13 |  | DELA PE | 13 KV | UNIT10
PECO | 50522 | DELA PE 13 KV UNIT11 | Delaware 11 | 15 | 13 |  | DELA PE | 13 KV | UNIT11
PECO | 50523 | DELA PE 13 KV UNIT12 | Delaware 12 | 15 | 13 |  | DELA PE | 13 KV | UNIT12
PECO | 50519 | DELA PE 13 KV UNIT09 | Delaware D | 2.7 | 0 | Y | DELA PE | 13 KV | UNIT09
PECO | 50525 | EDDYSTON13 KV UNIT10 | Eddystone 1 | 279 | 0 | Y | EDDYSTON | 13 KV | UNIT10
PECO | 50526 | EDDYSTON13 KV UNIT20 | Eddystone 2 | 302 | 0 | Y | EDDYSTON | 13 KV | UNIT20
PECO | 50531 | EDDYSTON20 KV UNIT03 | Eddystone 3 | 380 | 380 |  | EDDYSTON | 20 KV | UNIT03
PECO | 50532 | EDDYSTON20 KV UNIT04 | Eddystone 4 | 380 | 380 |  | EDDYSTON | 20 KV | UNIT04
PECO | 50525 | EDDYSTON13 KV UNIT10 | Eddystone 10 | 14 | 13 |  | EDDYSTON | 13 KV | UNIT10
PECO | 50526 | EDDYSTON13 KV UNIT20 | Eddystone 20 | 14 | 13 |  | EDDYSTON | 13 KV | UNIT20
PECO | 50527 | EDDYSTON13 KV UNIT30 | Eddystone 30 | 17 | 17 |  | EDDYSTON | 13 KV | UNIT30
PECO | 50528 | EDDYSTON13 KV UNIT40 | Eddystone 40 | 17 | 17 |  | EDDYSTON | 13 KV | UNIT40
PECO | 50535 | FALLS 13 KV UNIT01 | Falls 1 | 17 | 17 |  | FALLS | 13 KV | UNIT01
PECO | 50536 | FALLS 13 KV UNIT02 | Falls 2 | 16 | 17 |  | FALLS | 13 KV | UNIT02
PECO | 50537 | FALLS 13 KV UNIT03 | Falls 3 | 17 | 17 |  | FALLS | 13 KV | UNIT03
PECO | 31020647 | FORDMILL18 KV FE 1STM | FORD MILL 1 ST | 0 | 276 |  | FORDMILL | 18 KV | FE 1STM
PECO | 31020647 | FORDMILL18 KV FE 1STM | FORD MILL 1A CT | 0 | 172 |  | FORDMILL | 18 KV | FE 1STM
PECO | 31020647 | FORDMILL18 KV FE 1STM | FORD MILL 1B CT | 0 | 172 |  | FORDMILL | 18 KV | FE 1STM
PECO | 31020641 | FORDMILL18 KV FE 2STM | FORD MILL 2 ST | 0 | 219 |  | FORDMILL | 18 KV | FE 2STM
PECO | 31020641 | FORDMILL18 KV FE 2STM | FORD MILL 2A CT | 0 | 172 |  | FORDMILL | 18 KV | FE 2STM
PECO | 50542 | LIMERICK20 KV UNIT01 | Limerick 1 | 1155 | 1119.7 |  | LIMERICK | 20 KV | UNIT01
PECO | 50543 | LIMERICK20 KV UNIT02 | Limerick 2 | 1115 | 1122.1 |  | LIMERICK | 20 KV | UNIT02
PECO | 50545 | MOSER 13 KV UNIT1 | Moser 1 | 16 | 17 |  | MOSER | 13 KV | UNIT1
PECO | 50546 | MOSER 13 KV UNIT2 | Moser 2 | 16 | 17 |  | MOSER | 13 KV | UNIT2
PECO | 50547 | MOSER 13 KV UNIT3 | Moser 3 | 16 | 17 |  | MOSER | 13 KV | UNIT3
PECO | 50549 | MUDDYRN 13 KV UNIT1 | Muddy Run 1 | 110 | 134 |  | MUDDYRN | 13 KV | UNIT1
PECO | 50550 | MUDDYRN 13 KV UNIT2 | Muddy Run 2 | 120 | 133 |  | MUDDYRN | 13 KV | UNIT2
PECO | 50551 | MUDDYRN 13 KV UNIT3 | Muddy Run 3 | 110 | 134 |  | MUDDYRN | 13 KV | UNIT3
PECO | 50552 | MUDDYRN 13 KV UNIT4 | Muddy Run 4 | 120 | 134 |  | MUDDYRN | 13 KV | UNIT4
PECO | 50553 | MUDDYRN 13 KV UNIT5 | Muddy Run 5 | 110 | 134 |  | MUDDYRN | 13 KV | UNIT5
PECO | 50554 | MUDDYRN 13 KV UNIT6 | Muddy Run 6 | 110 | 133 |  | MUDDYRN | 13 KV | UNIT6
PECO | 50555 | MUDDYRN 13 KV UNIT7 | Muddy Run 7 | 110 | 134 |  | MUDDYRN | 13 KV | UNIT7
PECO | 50556 | MUDDYRN 13 KV UNIT8 | Muddy Run 8 | 120 | 134 |  | MUDDYRN | 13 KV | UNIT8
PECO | 50557 | PEACHBOT22 KV UNIT02 | Peach Bottom 2 | 464.42 | 519.9 |  | PEACHBOT | 22 KV | UNIT02
PECO | 50558 | PEACHBOT22 KV UNIT03 | Peach Bottom 3 | 464.42 | 521.2 |  | PEACHBOT | 22 KV | UNIT03
PECO | 50560 | RICH PE 13 KV UNIT91 | Richmond 91 | 48 | 49 |  | RICH PE | 13 KV | UNIT91
PECO | 50561 | RICH PE 13 KV UNIT92 | Richmond 92 | 48 | 49 |  | RICH PE | 13 KV | UNIT92
PECO | 50565 | SCHUYLKI13 KV UNIT10 | Schuylkill 1 | 166 | 0 | Y | SCHUYLKI | 13 KV | UNIT10
PECO | 50565 | SCHUYLKI13 KV UNIT10 | Schuylkill 10 | 15 | 13 |  | SCHUYLKI | 13 KV | UNIT10
PECO | 50566 | SCHUYLKI13 KV UNIT11 | Schuylkill 11 | 17 | 17 |  | SCHUYLKI | 13 KV | UNIT11
PECO | 50565 | SCHUYLKI13 KV UNIT10 | Schuylkill D | 2.8 | 0 | Y | SCHUYLKI | 13 KV | UNIT10
PECO | 50568 | SWARK 13 KV UNIT3 | Southwark 3 | 13 | 13 |  | SWARK | 13 KV | UNIT3
PECO | 50569 | SWARK 13 KV UNIT4 | Southwark 4 | 14 | 13 |  | SWARK | 13 KV | UNIT4
PECO | 50570 | SWARK 13 KV UNIT5 | Southwark 5 | 13 | 13 |  | SWARK | 13 KV | UNIT5
PECO | 50571 | SWARK 13 KV UNIT6 | Southwark 6 | 14 | 13 |  | SWARK | 13 KV | UNIT6
PECO | 50533 | FALLS 4 KV PENSBRY1 | Grows (Pennsburry) | 3 | 3 |  | FALLS | 4 KV | PENSBRY1
PECO | 50534 | FALLS 4 KV PENSBRY2 |  | 3 | 3 |  | FALLS | 4 KV | PENSBRY2
PECO | 50538 | FARHILLS13 KV A GEN | USX (US Steel, Fairless Hills) | 30 | 30 |  | FARHILLS | 13 KV | A GEN
PECO | 50539 | FARHILLS13 KV B GEN |  | 30 | 30 |  | FARHILLS | 13 KV | B GEN
PECO | 50548 | MONTCO 13 KV MONTCO | MMLP (Montenay - Montgomery Co) | 28 | 28 |  | MONTCO | 13 KV | MONTCO
PECO | 50769 | CONEMAUG22 KV UNIT 1 | CONEMAUGH 1 | 176.12 | 176.2 |  | CONEMAUG | 22 KV | UNIT 1
PECO | 50770 | CONEMAUG22 KV UNIT02 | CONEMAUGH 2 | 176.12 | 176 |  | CONEMAUG | 22 KV | UNIT02
PECO | 50771 | CONEMAUG115 KV DIESEL | CONEMAUGH A | 0.55944 | 0.6 |  | CONEMAUG | 115 KV | DIESEL
PECO | 50771 | CONEMAUG115 KV DIESEL | CONEMAUGH B | 0.55944 | 0.6 |  | CONEMAUG | 115 KV | DIESEL
PECO | 50771 | CONEMAUG115 KV DIESEL | CONEMAUGH C | 0.55944 | 0.6 |  | CONEMAUG | 115 KV | DIESEL
PECO | 50771 | CONEMAUG115 KV DIESEL | CONEMAUGH D | 0.55944 | 0.6 |  | CONEMAUG | 115 KV | DIESEL
PECO | 50781 | KEYSTONE20 KV UNIT 1 | KEYSTONE 1 | 178.415 | 178.3 |  | KEYSTONE | 20 KV | UNIT 1
PECO | 50782 | KEYSTONE20 KV UNIT 2 | KEYSTONE 2 | 178.415 | 178.5 |  | KEYSTONE | 20 KV | UNIT 2
PECO | 50783 | KEYSTONE20 KV UNIT 3 | KEYSTONE 3 | 0.56673 | 0.6 |  | KEYSTONE | 20 KV | UNIT 3
PECO | 50783 | KEYSTONE20 KV UNIT 3 | KEYSTONE 4 | 0.56673 | 0.6 |  | KEYSTONE | 20 KV | UNIT 3
PECO | 50783 | KEYSTONE20 KV UNIT 3 | KEYSTONE 5 | 0.56673 | 0.6 |  | KEYSTONE | 20 KV | UNIT 3
PECO | 50783 | KEYSTONE20 KV UNIT 3 | KEYSTONE 6 | 0.56673 | 0.6 |  | KEYSTONE | 20 KV | UNIT 3
PECO | 50489 | SALEM 25 KV SALEM1 | SALEM 1 | 471.0454 | 491.4 |  | SALEM | 25 KV | SALEM1
PECO | 50490 | SALEM 25 KV SALEM2 | SALEM 2 | 471.0454 | 490.9 |  | SALEM | 25 KV | SALEM2
PECO | 50488 | SALEM 13 KV SALEM3 | SALEM 3 | 16.1462 | 0 | Y | SALEM | 13 KV | SALEM3
PENELEC | 1218914170 | ASYLUM 23 KV LIBRTY10 | PN LIBERTY 10 F | 0 | 71.5 |  | ASYLUM | 23 KV | LIBRTY10
PENELEC | 1218914170 | ASYLUM 23 KV LIBRTY10 | PN LIBERTY 20 F | 0 | 71.5 |  | ASYLUM | 23 KV | LIBRTY10
PENELEC | 50765 | BLOSSBUR13 KV UNITCT | BLOSSBURG 1 | 19 | 19 |  | BLOSSBUR | 13 KV | UNITCT
PENELEC | 50772 | DEEPCRK 12 KV NO 1 G | DEEP CREEK 1 | 9 | 9.9 |  | DEEPCRK | 12 KV | NO 1 G
PENELEC | 50773 | DEEPCRK 12 KV NO 2 G | DEEP CREEK 2 | 9 | 9.9 |  | DEEPCRK | 12 KV | NO 2 G
PENELEC | 1048058 | HANDSOME13 KV CT1 | PN HANDSOME LAKE 1 CT | 0 | 53.5 |  | HANDSOME | 13 KV | CT1
PENELEC | 1048059 | HANDSOME13 KV CT2 | PN HANDSOME LAKE 2 CT | 0 | 53.5 |  | HANDSOME | 13 KV | CT2
PENELEC | 1048060 | HANDSOME13 KV CT3 | PN HANDSOME LAKE 3 CT | 0 | 53.5 |  | HANDSOME | 13 KV | CT3
PENELEC | 1048061 | HANDSOME13 KV CT4 | PN HANDSOME LAKE 4 CT | 0 | 53.5 |  | HANDSOME | 13 KV | CT4
PENELEC | 1048062 | HANDSOME13 KV CT5 | PN HANDSOME LAKE 5 CT | 0 | 53.5 |  | HANDSOME | 13 KV | CT5
PENELEC | 50777 | HOMERCIT20 KV UNIT 1 | HOMER CITY 1 | 310 | 310 |  | HOMERCIT | 20 KV | UNIT 1
PENELEC | 50778 | HOMERCIT20 KV UNIT 2 | HOMER CITY 2 | 307 | 307 |  | HOMERCIT | 20 KV | UNIT 2
PENELEC | 50779 | HOMERCIT24 KV UNIT 3 | HOMER CITY 3 | 325 | 325 |  | HOMERCIT | 24 KV | UNIT 3
PENELEC | 50767 | CAMBRIA 13 KV NUG GE | NUG - CAMBRIA IPP | 88 | 88 |  | CAMBRIA | 13 KV | NUG GE
PENELEC | 50768 | COLVERPO13 KV NUG GE | NUG - COLVER IPP | 104 | 110 |  | COLVERPO | 13 KV | NUG GE
PENELEC | 50766 | BLAIRSVE22 KV CONMDM | NUG - CONEMAUGH DAM IPP | 4 | 4 |  | BLAIRSVE | 22 KV | CONMDM
PENELEC | 50775 | EBENSBUR13 KV NUG GE | NUG - EBENSBURG IPP | 50 | 50 |  | EBENSBUR | 13 KV | NUG GE
PENELEC | 50774 | EPIKE 22 KV IUP | NUG - IUP IPP | 16 | 13 |  | EPIKE | 22 KV | IUP
PENELEC | 50787 | PINEYCRK13 KV GEN | NUG - PINEY CREEK IPP | 31 | 0 | Y | PINEYCRK | 13 KV | GEN
PENELEC | 50800 | TIMBLIN 34 KV RINGLD | NUG - RINGGOLD IPP | 15 | 0 | Y | TIMBLIN | 34 KV | RINGLD
PENELEC | 50789 | SCRUBGRS13 KV GEN | NUG - SCRUBGRASS IPP | 80 | 85 |  | SCRUBGRS | 13 KV | GEN
PENELEC | 50784 | PENNMAR 22 KV YOUGH | NUG - YOUGH HYDRO IPP | 5 | 5 |  | PENNMAR | 22 KV | YOUGH
PENELEC | 50786 | PINEY 12 KV UNIT 1 | PINEY 1 | 9 | 9 |  | PINEY | 12 KV | UNIT 1
PENELEC | 50786 | PINEY 12 KV UNIT 1 | PINEY 2 | 9 | 9 |  | PINEY | 12 KV | UNIT 1
PENELEC | 50786 | PINEY 12 KV UNIT 1 | PINEY 3 | 9 | 9 |  | PINEY | 12 KV | UNIT 1
PENELEC | 50790 | SENECA 13 KV 1GEN | SENECA 1 | 210 | 226 |  | SENECA | 13 KV | 1GEN
PENELEC | 50791 | SENECA 13 KV 2GEN | SENECA 2 | 197 | 211 |  | SENECA | 13 KV | 2GEN
PENELEC | 50792 | SENECA 13 KV 3GEN | SENECA 3 | 32 | 30.4 |  | SENECA | 13 KV | 3GEN
PENELEC | 21601799 | SEWARD 22 KV UNIT1 | SEWARD 4 | 60 | 0 | Y | SEWARD | 22 KV | UNIT 1
PENELEC | 21601799 | SEWARD 22 KV UNIT1 | SEWARD 5 | 136 | 0 | Y | SEWARD | 22 KV | UNIT 1
PENELEC | 21601799 | SEWARD 22 KV UNIT1 | PN SEWARD 1 F | 0 | 525 |  | SEWARD | 22 KV | UNIT 1
PENELEC | 50796 | SHAWVILL18 KV UNIT 1 | SHAWVILLE 1 | 122 | 0 | Y | SHAWVILL | 18 KV | UNIT 1
PENELEC | 50797 | SHAWVILL18 KV UNIT 2 | SHAWVILLE 2 | 125 | 0 | Y | SHAWVILL | 18 KV | UNIT 2
PENELEC | 50798 | SHAWVILL22 KV UNIT 3 | SHAWVILLE 3 | 175 | 0 | Y | SHAWVILL | 22 KV | UNIT 3
PENELEC | 50799 | SHAWVILL22 KV UNIT 4 | SHAWVILLE 4 | 175 | 0 | Y | SHAWVILL | 22 KV | UNIT 4
PENELEC | 50795 | SHAWVILL4.1 KV DIESEL | SHAWVILLE 5 | 2 | 2 |  | SHAWVILL | 4.1 KV | DIESEL
PENELEC | 50795 | SHAWVILL4.1 KV DIESEL | SHAWVILLE 6 | 2 | 2 |  | SHAWVILL | 4.1 KV | DIESEL
PENELEC | 50795 | SHAWVILL4.1 KV DIESEL | SHAWVILLE 7 | 2 | 2 |  | SHAWVILL | 4.1 KV | DIESEL
PENELEC | 50803 | WARREN 13 KV UNITCT | WARREN 1 | 41 | 0 | Y | WARREN | 13 KV | UNITCT
PENELEC | 50803 | WARREN 13 KV UNITCT | WARREN 2 | 41 | 0 | Y | WARREN | 13 KV | UNITCT
PENELEC | 50803 | WARREN 13 KV UNITCT | WARREN 3 | 57 | 57 |  | WARREN | 13 KV | UNITCT
PENELEC | 49681 | UTICAJCT115 KV 1 TX 3 | WAYNE 1 | 56 | 0 | Y | UTICAJCT | 115 KV | 1 TX 3
PENELEC | 50759 | TMI 20 KV UNIT01 | THREE MILE ISLAND 1 | 196.5 | 200.7 |  | TMI | 20 KV | UNIT01
PENELEC | 123901519 | BLUECREE34.5 KV BLUEC3WF | AEP BLUE CREEK 3 WF | 0 | 0.1 |  | BLUECREE | 34.5 KV | BLUEC3WF | Rate-based
PENELEC | 47012281 | LOWELL 69 KV CARBONLI | FE CARBON ALUM 1 LF | 0 | 0.3 |  | LOWELL | 69 KV | CARBONLI | Rate-based
PENELEC | 1075455337 | OBERLIN 69 KV LORAINLF | FE LORAIN 1 LF | 0 | 0.3 |  | OBERLIN | 69 KV | LORAINLF | Rate-based
PEPCO | 1075443609 | BENNING 69 KV 69114 | Benning 15 | 275 | 0 | Y | BENNING | 69 KV | 69114
PEPCO | 49717 | BENNING 230 KV 230-4 | Benning 16 | 275 | 0 | Y | BENNING | 230 KV | 230-4
PEPCO | 5021002 | BUZZARD 138 KV LOAD T1 | Buzzard Point EAST | 128 | 0 | Y | BUZZARD | 138 KV | LOAD T1
PEPCO | 5021002 | BUZZARD 138 KV LOAD T1 | Buzzard Point WEST | 128 | 0 | Y | BUZZARD | 138 KV | LOAD T1
PEPCO | 50815 | CHALKPT 20 KV CHLKG1 | Chalk Point 1 | 341 | 331 |  | CHALKPT | 20 KV | CHLKG1
PEPCO | 50816 | CHALKPT 20 KV CHLKG2 | Chalk Point 2 | 342 | 336 |  | CHALKPT | 20 KV | CHLKG2
PEPCO | 50817 | CHALKPT 24 KV CHLKG3 | Chalk Point 3 | 612 | 595 |  | CHALKPT | 24 KV | CHLKG3
PEPCO | 50818 | CHALKPT 24 KV CHLKG4 | Chalk Point 4 | 612 | 585.3 |  | CHALKPT | 24 KV | CHLKG4
PEPCO | 50809 | CHALKPT 4 KV CT1 | Chalk Point CT 1 | 18 | 18 |  | CHALKPT | 4 KV | CT1
PEPCO | 50810 | CHALKPT 13 KV CT2 | Chalk Point CT 2 | 30 | 24 |  | CHALKPT | 13 KV | CT2
PEPCO | 50811 | CHALKPT 13 KV CT3 | Chalk Point CT 3 | 85 | 86 |  | CHALKPT | 13 KV | CT3
PEPCO | 50812 | CHALKPT 13 KV CT4 | Chalk Point CT 4 | 85 | 86 |  | CHALKPT | 13 KV | CT4
PEPCO | 50813 | CHALKPT 13 KV CT5 | Chalk Point CT 5 | 107 | 109 |  | CHALKPT | 13 KV | CT5
PEPCO | 50814 | CHALKPT 13 KV CT6 | Chalk Point CT 6 | 107 | 109 |  | CHALKPT | 13 KV | CT6
PEPCO | 50820 | DICKERSO13 KV STADG1 | Dickerson 1 | 182 | 179 |  | DICKERSO | 13 KV | STADG1
PEPCO | 50821 | DICKERSO13 KV STADG2 | Dickerson 2 | 182 | 179 |  | DICKERSO | 13 KV | STADG2
PEPCO | 50822 | DICKERSO13 KV STADG3 | Dickerson 3 | 182 | 179 |  | DICKERSO | 13 KV | STADG3
PEPCO | 50819 | DICKERSO4 KV STADC1 | Dickerson CT | 13 | 18 |  | DICKERSO | 4 KV | STADC1
PEPCO | 50823 | DICKERSH13 KV HCT1 | Dickerson H CT | 139 | 147 |  | DICKERSH | 13 KV | HCT1
PEPCO | 50824 | DICKERSH13 KV HCT2 | Dickerson H CT | 139 | 147 |  | DICKERSH | 13 KV | HCT2
PEPCO | 50832 | MORGANTO23 KV UNIT01 | Morgantown 1 | 582 | 610 |  | MORGANTO | 23 KV | UNIT01
PEPCO | 50833 | MORGANTO23 KV UNIT02 | Morgantown 2 | 582 | 619 |  | MORGANTO | 23 KV | UNIT02
PEPCO | 50826 | MORGANTO13 KV UNITC1 | Morgantown CT 1 | 16 | 16 |  | MORGANTO | 13 KV | UNITC1
PEPCO | 50827 | MORGANTO13 KV UNITC2 | Morgantown CT 2 | 16 | 16 |  | MORGANTO | 13 KV | UNITC2
PEPCO | 50828 | MORGANTO13 KV CT3 | Morgantown CT 3 | 54 | 54 |  | MORGANTO | 13 KV | CT3
PEPCO | 50829 | MORGANTO13 KV CT4 | Morgantown CT 4 | 54 | 54 |  | MORGANTO | 13 KV | CT4
PEPCO | 50830 | MORGANTO13 KV CT5 | Morgantown CT 5 | 54 | 54 |  | MORGANTO | 13 KV | CT5
PEPCO | 50831 | MORGANTO13 KV CT6 | Morgantown CT 6 | 54 | 54 |  | MORGANTO | 13 KV | CT6
PEPCO | 5021711 | POTOMAC 69 KV GSA1 | Potomac River 1 | 88 | 0 | Y | POTOMAC | 69 KV | GSA1
PEPCO | 5021711 | POTOMAC 69 KV GSA1 | Potomac River 2 | 88 | 0 | Y | POTOMAC | 69 KV | GSA1
PEPCO | 5021711 | POTOMAC 69 KV GSA1 | Potomac River 3 | 102 | 0 | Y | POTOMAC | 69 KV | GSA1
PEPCO | 5021711 | POTOMAC 69 KV GSA1 | Potomac River 4 | 102 | 0 | Y | POTOMAC | 69 KV | GSA1
PEPCO | 5021711 | POTOMAC 69 KV GSA1 | Potomac River 5 | 102 | 0 | Y | POTOMAC | 69 KV | GSA1
PEPCO | 50840 | SMECO 13 KV SMECO | SMEC | 84 | 80.2 |  | SMECO | 13 KV | SMECO
PEPCO | 1318144040 | BRANDYWI13 KV STEAM | SMEC (Panda) | 230 | 230 |  | BRANDYWI | 13 KV | STEAM
PEPCO | 50825 | DICKERSH13 KV RESREC | MCRRF | 32 | 52 |  | DICKERSH | 13 KV | RESREC
PEPCO | 50769 | CONEMAUG22 KV UNIT 1 | CONEMAUGH 1 | 82.62 | 82.58 |  | CONEMAUG | 22 KV | UNIT 1
PEPCO | 50770 | CONEMAUG22 KV UNIT02 | CONEMAUGH 2 | 82.62 | 82.55 |  | CONEMAUG | 22 KV | UNIT02
PEPCO | 50771 | CONEMAUG115 KV DIESEL | CONEMAUGH A | 0.26244 | 0.26244 |  | CONEMAUG | 115 KV | DIESEL
PEPCO | 50771 | CONEMAUG115 KV DIESEL | CONEMAUGH B | 0.26244 | 0.26244 |  | CONEMAUG | 115 KV | DIESEL
PEPCO | 50771 | CONEMAUG115 KV DIESEL | CONEMAUGH C | 0.26244 | 0.26244 |  | CONEMAUG | 115 KV | DIESEL
PEPCO | 50771 | CONEMAUG115 KV DIESEL | CONEMAUGH D | 0.26244 | 0.26244 |  | CONEMAUG | 115 KV | DIESEL
PEPCO | 1318144035 | KELSONRI18 KV STCHA1CT | PEP ST CHARLES - KELSON RIDGE 1 CC | 0 | 723.9 |  | KELSONRI | 18 KV | STCHA1CT
PEPCO | 87901551 | DLTAPLNT13.8 KV GEN1 | PE DELTA 1CC | 0 | 11.9 |  | DLTAPLNT | 13.8 KV | GEN1
PEPCO | 87901553 | DLTAPLNT13.8 KV GEN2 | PE DELTA 2CC | 0 | 12.9 |  | DLTAPLNT | 13.8 KV | GEN2
PEPCO | 87901555 | DLTAPLNT13.8 KV GEN3 | PE DELTA 3CC | 0 | 12.9 |  | DLTAPLNT | 13.8 KV | GEN3
PEPCO | 112586171 | DLTAPLNT18 KV GEN4 | PE DELTA 4CC | 0 | 19.5 |  | DLTAPLNT | 18 KV | GEN4
PEPCO | 21601797 | LINWDPE 18 KV STM | PE PHILLIPS ISL 1CC | 0 | 77 |  | LINWDPE | 18 KV | STM
PEPCO | 74008735 | FOOTHILL18 KV UNIT 4 | AEP FOOT HILLS 1 CT | 0 | 17 |  | FOOTHILL | 18 KV | UNIT 4
PEPCO | 74008737 | FOOTHILL18 KV UNIT 5 | AEP FOOT HILLS 2 CT | 0 | 17 |  | FOOTHILL | 18 KV | UNIT 5
PEPCO | 1048074 | EDGEMOOR13 KV HAYRD5 | DPL EDGE HAY5 CT | 0 | 14.6 |  | EDGEMOOR | 13 KV | HAYRD5
PEPCO | 1048073 | EDGEMOOR13 KV HAYRD6 | DPL EDGE HAY6 CT | 0 | 14.6 |  | EDGEMOOR | 13 KV | HAYRD6
PEPCO | 1048072 | EDGEMOOR13 KV HAYRD7 | DPL EDGE HAY7 CT | 0 | 14.6 |  | EDGEMOOR | 13 KV | HAYRD7
PEPCO | 1048075 | EDGEMOOR18 KV HAYRD8 | DPL EDGE HR8 F | 0 | 21.7 |  | EDGEMOOR | 18 KV | HAYRD8
PEPCO | 71856747 | PSEGGLOB22 KV 5 | AEP WATERFORD 1 | 0 | 42 |  | PSEGGLOB | 22 KV | 5
PEPCO | 71856741 | PSEGGLOB18 KV 6 | AEP WATERFORD 2 | 0 | 19.5 |  | PSEGGLOB | 18 KV | 6
PEPCO | 71856743 | PSEGGLOB18 KV 7 | AEP WATERFORD 3 | 0 | 19.5 |  | PSEGGLOB | 18 KV | 7
PEPCO | 71856745 | PSEGGLOB18 KV 8 | AEP WATERFORD 4 | 0 | 19.5 |  | PSEGGLOB | 18 KV | 8
PEPCO | 50540 | GRAYFR_113 KV 1 GEN | PE GRAY NUG F | 0 | 18.9 |  | GRAYFR_1 | 13 KV | 1 GEN
PEPCO | 10700781 | PRINTZ 18 KV STG | PE LIBERTY F | 0 | 62.9 |  | PRINTZ | 18 KV | STG
PEPCO | 1218914170 | ASYLUM 23 KV LIBRTY10 | PN LIBERTY 10 F | 0 | 4.7 |  | ASYLUM | 23 KV | LIBRTY10
PEPCO | 1218914170 | ASYLUM 23 KV LIBRTY10 | PN LIBERTY 20 F | 0 | 4.7 |  | ASYLUM | 23 KV | LIBRTY10
PPL | 1048034 | ALLENTOW138 KV CT 1-4 | Allentown 1 | 14 | 14 |  | ALLENTOW | 138 KV | CT 1-4
PPL | 1048034 | ALLENTOW138 KV CT 1-4 | Allentown 2 | 14 | 14 |  | ALLENTOW | 138 KV | CT 1-4
PPL | 1048034 | ALLENTOW138 KV CT 1-4 | Allentown 3 | 14 | 14 |  | ALLENTOW | 138 KV | CT 1-4
PPL | 1048034 | ALLENTOW138 KV CT 1-4 | Allentown 4 | 14 | 14 |  | ALLENTOW | 138 KV | CT 1-4
PPL | 49154 | STANTON 69 KV BUS1 | Amity Landfill IPP | 1 | 0 | Y | STANTON | 69 KV | BUS1
PPL | 1048036 | ARCHBTAP13 KV PEI 2 | Archbald Power IPP | 9 | 43.7 |  | ARCHBTAP | 13 KV | PEI 2
PPL | 1048035 | ARCHBTAP13 KV PEI 1 |  | 9 | 26.9 |  | ARCHBTAP | 13 KV | PEI 1
PPL | 32947157 | STEELCTY18 KV BETH 4CC | PL BETH STEEL 4 CC | 0 | 195 |  | STEELCTY | 18 KV | BETH 4CC
PPL | 32947159 | STEELCTY18 KV BETH 8CC | PL BETH STEEL 8 CC | 0 | 11 |  | STEELCTY | 18 KV | BETH 8CC
PPL | 50578 | BRUNNERI18 KV UNIT01 | Brunner Island 1 | 321 | 306 |  | BRUNNERI | 18 KV | UNIT01
PPL | 50579 | BRUNNERI18 KV UNIT02 | Brunner Island 2 | 378 | 363 |  | BRUNNERI | 18 KV | UNIT02
PPL | 50581 | BRUNNERI24 KV UNIT03 | Brunner Island 3 | 735 | 742 |  | BRUNNERI | 24 KV | UNIT03
PPL | 50582 | BRUNNERI230 KV DIES | Brunner Island D1 | 2.75 | 2.5 |  | BRUNNERI | 230 KV | DIES
PPL | 50582 | BRUNNERI230 KV DIES | Brunner Island D2 | 2.75 | 2.5 |  | BRUNNERI | 230 KV | DIES
PPL | 50582 | BRUNNERI230 KV DIES | Brunner Island D3 | 2.75 | 2.5 |  | BRUNNERI | 230 KV | DIES
PPL | 50598 | FISHBACH69 KV COTU-1 | Fishbach 1 | 14 | 14 |  | FISHBACH | 69 KV | COTU-1
PPL | 50599 | FISHBACH69 KV COTU-2 | Fishbach 2 | 14 | 14 |  | FISHBACH | 69 KV | COTU-2
PPL | 50585 | ELDRED 69 KV FOWNUG | Foster Wheeler IPP | 40 | 42.7 |  | ELDRED | 69 KV | FOWNUG
PPL | 50602 | FRACKVIL69 KV WHFNUG | Frackville IPP | 42 | 43 |  | FRACKVIL | 69 KV | WHFNUG
PPL | 50600 | FRACKVIL69 KV GLBNUG | Gilberton Power IPP | 79 | 82 |  | FRACKVIL | 69 KV | GLBNUG
PPL | 1348249991 | LOCKHAVE69 KV FQLHLD | Hammermill IPP | 22 | 0 | Y | LOCKHAVE | 69 KV | FQLHLD
PPL | 1048040 | HARRISBU69 KV CT 1-4 | Harrisburg 1 | 14 | 14 |  | HARRISBU | 69 KV | CT 1-4
PPL | 1048040 | HARRISBU69 KV CT 1-4 | Harrisburg 2 | 14 | 14 |  | HARRISBU | 69 KV | CT 1-4
PPL | 1048040 | HARRISBU69 KV CT 1-4 | Harrisburg 3 | 14 | 14 |  | HARRISBU | 69 KV | CT 1-4
PPL | 1048040 | HARRISBU69 KV CT 1-4 | Harrisburg 4 | 14 | 0 | Y | HARRISBU | 69 KV | CT 1-4
PPL | 50608 | HARRISBU69 KV HMSNUG | Harrisburg MSW IPP | 5 | 9 |  | HARRISBU | 69 KV | HMSNUG
PPL | 1048041 | HARWOOD 69 KV CT 1-2 | Harwood 1 | 14 | 13.5 |  | HARWOOD | 69 KV | CT 1-2
PPL | 1048041 | HARWOOD 69 KV CT 1-2 | Harwood 2 | 14 | 13.5 |  | HARWOOD | 69 KV | CT 1-2
PPL | 1356162431 | FACEROCK13 KV HOLT1 | Holtwood 1 | 10 | 10 |  | FACEROCK | 13 KV | HOLT1
PPL | 1356162439 | FACEROCK13 KV HOLT2 | Holtwood 2 | 10 | 11.7 |  | FACEROCK | 13 KV | HOLT2
PPL | 1356162433 | FACEROCK13 KV HOLT3 | Holtwood 3 | 10 | 12.7 |  | FACEROCK | 13 KV | HOLT3
PPL | 1356162437 | FACEROCK13 KV HOLT4 | Holtwood 4 | 10 | 11.2 |  | FACEROCK | 13 KV | HOLT4
PPL | 1356162443 | FACEROCK13 KV HOLT5 | Holtwood 5 | 10 | 12.1 |  | FACEROCK | 13 KV | HOLT5
PPL | 1356162440 | FACEROCK13 KV HOLT6 | Holtwood 6 | 10 | 12.5 |  | FACEROCK | 13 KV | HOLT6
PPL | 1356162441 | FACEROCK13 KV HOLT7 | Holtwood 7 | 10 | 10.3 |  | FACEROCK | 13 KV | HOLT7
PPL | 1356162434 | FACEROCK13 KV HOLT8 | Holtwood 8 | 10 | 10.5 |  | FACEROCK | 13 KV | HOLT8
PPL | 1356162438 | FACEROCK13 KV HOLT9 | Holtwood 9 | 11 | 13.2 |  | FACEROCK | 13 KV | HOLT9
PPL | 1356162432 | FACEROCK13 KV HOLT10 | Holtwood 10 | 10 | 13.2 |  | FACEROCK | 13 KV | HOLT10
PPL | 1356162434 | FACEROCK13 KV HOLT8 | Holtwood 17 | 72 | 0 |  | FACEROCK | 13 KV | HOLT8
PPL | 1356162430 | FACEROCK13 KV HOLT11 | Holtwood 11 | 0 | 1.2 |  | FACEROCK | 13 KV | HOLT11
PPL | 1356162442 | FACEROCK13 KV HOLT13 | Holtwood 13 | 0 | 1.2 |  | FACEROCK | 13 KV | HOLT13
PPL | 1356162436 | FACEROCK13 KV HOLT18 | Holtwood 18 | 0 | 64.6 |  | FACEROCK | 13 KV | HOLT18
PPL | 1356162435 | FACEROCK13 KV HOLT19 | Holtwood 19 | 0 | 64.6 |  | FACEROCK | 13 KV | HOLT19
PPL | 1048042 | JENKINS 69 KV CT 1-2 | Jenkins 1 | 14 | 14 |  | JENKINS | 69 KV | CT 1-2
PPL | 1048042 | JENKINS 69 KV CT 1-2 | Jenkins 2 | 14 | 14 |  | JENKINS | 69 KV | CT 1-2
PPL | 5021673 | CLINTON 69 KV KOPPERS | Koppers Co. IPP | 7 | 0 | Y | CLINTON | 69 KV | KOPPERS
PPL | 50616 | LOCKHAVE69 KV LOHCTG | Lock Haven 1 | 14 | 14 |  | LOCKHAVE | 69 KV | LOHCTG
PPL | 48934161 | MARTINSC69 KV CT1 | Martins Creek 1 | 140 | 0 | Y | MARTINSC | 69 KV | CT1
PPL | 50621 | MARTINSC24 KV UNIT03 | Martins Creek 2 | 140 | 0 | Y | MARTINSC | 24 KV | UNIT03
PPL | 50621 | MARTINSC24 KV UNIT03 | Martins Creek 3 | 807 | 850 |  | MARTINSC | 24 KV | UNIT03
PPL | 50622 | MARTINSC24 KV UNIT04 | Martins Creek 4 | 785 | 850 |  | MARTINSC | 24 KV | UNIT04
PPL | 1048047 | MARTINSC69 KV CT 1-4 | Martins Creek CT1 | 18 | 18 |  | MARTINSC | 69 KV | CT 1-4
PPL | 1048047 | MARTINSC69 KV CT 1-4 | Martins Creek CT2 | 18 | 18 |  | MARTINSC | 69 KV | CT 1-4
PPL | 1048047 | MARTINSC69 KV CT 1-4 | Martins Creek CT3 | 18 | 18 |  | MARTINSC | 69 KV | CT 1-4
PPL | 1048047 | MARTINSC69 KV CT 1-4 | Martins Creek CT4 | 18 | 18 |  | MARTINSC | 69 KV | CT 1-4
PPL | 48934161 | MARTINSC69 KV CT1 | Martins Creek D1 | 2.5 | 0 | Y | MARTINSC | 69 KV | CT1
PPL | 48934161 | MARTINSC69 KV CT1 | Martins Creek D2 | 2.5 | 0 | Y | MARTINSC | 69 KV | CT1
PPL | 50628 | MONTOUR 24 KV UNIT01 | Montour 1 | 745 | 752 |  | MONTOUR | 24 KV | UNIT01
PPL | 50629 | MONTOUR 24 KV UNIT02 | Montour 2 | 745 | 752 |  | MONTOUR | 24 KV | UNIT02
PPL | 48934169 | MONTOUR 24 KV ATG | Montour AX 11 | 15 | 11 |  | MONTOUR | 24 KV | ATG
PPL | 50611 | HARWOOD 69 KV NEPNUG | Northeast Power Co. IPP | 50 | 52 |  | HARWOOD | 69 KV | NEPNUG
PPL | 50607 | HARRISBU69 KV PACNUG | Paxton Creek Cogen IPP | 12 | 12 |  | HARRISBU | 69 KV | PACNUG
PPL | 50601 | FRACKVIL69 KV SCENUG | Schuylkill Energy IPP | 80 | 86 |  | FRACKVIL | 69 KV | SCENUG
PPL | 1048048 | SUNBURY 12 KV CT 1-2 | Sunbury 1 | 70 | 0 | Y | SUNBURY | 12 KV | CT 1-2
PPL | 1048048 | SUNBURY 12 KV CT 1-2 | Sunbury 2 | 70 | 0 | Y | SUNBURY | 12 KV | CT 1-2
PPL | 1048048 | SUNBURY 12 KV CT 1-2 | Sunbury 3 | 94 | 0 | Y | SUNBURY | 12 KV | CT 1-2
PPL | 1048048 | SUNBURY 12 KV CT 1-2 | Sunbury 4 | 128 | 0 | Y | SUNBURY | 12 KV | CT 1-2
PPL | 50653 | SUNBURY 69 KV DIES | Sunbury D1 | 3 | 2.5 |  | SUNBURY | 69 KV | DIES
PPL | 50653 | SUNBURY 69 KV DIES | Sunbury D2 | 3 | 2.5 |  | SUNBURY | 69 KV | DIES
PPL | 1048048 | SUNBURY 12 KV CT 1-2 | Sunbury CT1 | 18 | 18 |  | SUNBURY | 12 KV | CT 1-2
PPL | 1048048 | SUNBURY 12 KV CT 1-2 | Sunbury CT2 | 18 | 18 |  | SUNBURY | 12 KV | CT 1-2
PPL | 50654 | SUSQUEHA24 KV UNIT01 | Susquehanna 1 | 918.5 | 1050.7977 |  | SUSQUEHA | 24 KV | UNIT01
PPL | 50655 | SUSQUEHA24 KV UNIT02 | Susquehanna 2 | 922.1 | 1051.0591 |  | SUSQUEHA | 24 KV | UNIT02
PPL | 50652 | SUNBURY 69 KV VIKNUG | Viking Energy IPP | 17 | 0 | Y | SUNBURY | 69 KV | VIKNUG
PPL | 50577 | BLOOMING69 KV WLPK | Wallenpaupack 1 | 22 | 22 |  | BLOOMING | 69 KV | WLPK
PPL | 50577 | BLOOMING69 KV WLPK | Wallenpaupack 2 | 22 | 22 |  | BLOOMING | 69 KV | WLPK
PPL | 50656 | WSHORE 69 KV COTU-1 | West Shore 1 | 14 | 14 |  | WSHORE | 69 KV | COTU-1
PPL | 50657 | WSHORE 69 KV COTU-2 | West Shore 2 | 14 | 14 |  | WSHORE | 69 KV | COTU-2
PPL | 1048046 | LYCOMING69 KV WIL1-2 | Williamsport 1 | 14 | 13.5 |  | LYCOMING | 69 KV | WIL1-2
PPL | 1048046 | LYCOMING69 KV WIL1-2 | Williamsport 2 | 14 | 13.5 |  | LYCOMING | 69 KV | WIL1-2
PPL | 5021679 | LACKAWAN69 KV KEYSTONE | Keystone NUG IPP | 5 | 4.8 |  | LACKAWAN | 69 KV | KEYSTONE
PPL | 50769 | CONEMAUG22 KV UNIT 1 | CONEMAUGH 1 | 96.815 | 96.9 |  | CONEMAUG | 22 KV | UNIT 1
PPL | 50770 | CONEMAUG22 KV UNIT02 | CONEMAUGH 2 | 96.815 | 96.7 |  | CONEMAUG | 22 KV | UNIT02
PPL | 50771 | CONEMAUG115 KV DIESEL | CONEMAUGH A | 0.30753 | 0.30753 |  | CONEMAUG | 115 KV | DIESEL
PPL | 50771 | CONEMAUG115 KV DIESEL | CONEMAUGH B | 0.30753 | 0.30753 |  | CONEMAUG | 115 KV | DIESEL
PPL | 50771 | CONEMAUG115 KV DIESEL | CONEMAUGH C | 0.30753 | 0.30753 |  | CONEMAUG | 115 KV | DIESEL
PPL | 50771 | CONEMAUG115 KV DIESEL | CONEMAUGH D | 0.30753 | 0.30753 |  | CONEMAUG | 115 KV | DIESEL
PPL | 50781 | KEYSTONE20 KV UNIT 1 | KEYSTONE 1 | 104.89 | 104.8 |  | KEYSTONE | 20 KV | UNIT 1
PPL | 50782 | KEYSTONE20 KV UNIT 2 | KEYSTONE 2 | 104.89 | 104.95 |  | KEYSTONE | 20 KV | UNIT 2
PPL | 50783 | KEYSTONE20 KV UNIT 3 | KEYSTONE 3 | 0.33318 | 0.33318 |  | KEYSTONE | 20 KV | UNIT 3
PPL | 50783 | KEYSTONE20 KV UNIT 3 | KEYSTONE 4 | 0.33318 | 0.33318 |  | KEYSTONE | 20 KV | UNIT 3
PPL | 50783 | KEYSTONE20 KV UNIT 3 | KEYSTONE 5 | 0.33318 | 0.33318 |  | KEYSTONE | 20 KV | UNIT 3
PPL | 50783 | KEYSTONE20 KV UNIT 3 | KEYSTONE 6 | 0.33318 | 0.33318 |  | KEYSTONE | 20 KV | UNIT 3
PPL | 50639 | SAFEHARB13 KV UNIT1 | Safe Harbor 1 | 10.6656 | 10.7 |  | SAFEHARB | 13 KV | UNIT1
PPL | 50640 | SAFEHARB13 KV UNIT2 | Safe Harbor 2 | 10.6656 | 10.7 |  | SAFEHARB | 13 KV | UNIT2
PPL | 50641 | SAFEHARB13 KV UNIT3 | Safe Harbor 3 | 10.6656 | 10.9 |  | SAFEHARB | 13 KV | UNIT3
PPL | 50642 | SAFEHARB13 KV UNIT4 | Safe Harbor 4 | 10.6656 | 10.7 |  | SAFEHARB | 13 KV | UNIT4
PPL | 50643 | SAFEHARB13 KV UNIT5 | Safe Harbor 5 | 10.6656 | 10.9 |  | SAFEHARB | 13 KV | UNIT5
PPL | 50644 | SAFEHARB13 KV UNIT6 | Safe Harbor 6 | 10.6656 | 10.7 |  | SAFEHARB | 13 KV | UNIT6
PPL | 50645 | SAFEHARB13 KV UNIT7 | Safe Harbor 7 | 10.6656 | 10.9 |  | SAFEHARB | 13 KV | UNIT7
PPL | 50634 | SAFEHARB13 KV UNIT8 | Safe Harbor 8 | 12.4987 | 12.5 |  | SAFEHARB | 13 KV | UNIT8
PPL | 50635 | SAFEHARB13 KV UNIT9 | Safe Harbor 9 | 12.4987 | 13 |  | SAFEHARB | 13 KV | UNIT9
PPL | 50636 | SAFEHARB13 KV UNIT10 | Safe Harbor 10 | 12.4987 | 13 |  | SAFEHARB | 13 KV | UNIT10
PPL | 50637 | SAFEHARB13 KV UNIT11 | Safe Harbor 11 | 12.4987 | 12.7 |  | SAFEHARB | 13 KV | UNIT11
PPL | 50638 | SAFEHARB13 KV UNIT12 | Safe Harbor 12 | 12.4987 | 13 |  | SAFEHARB | 13 KV | UNIT12
PSEG | 106856851 | BAYONNE 138 KV BAYONNSP | BAYONNE 1 | 21 | 0 | Y | BAYONNE | 138 KV | BAYONNSP
PSEG | 106856851 | BAYONNE 138 KV BAYONNSP | BAYONNE 2 | 21 | 0 | Y | BAYONNE | 138 KV | BAYONNSP
PSEG | 50401 | BERGEN 18 KV UNIT 1 | BERGEN 1 | 135 | 0 |  | BERGEN | 18 KV | UNIT 1
PSEG | 50397 | BERGEN 18 KV CC11 |  | 135 | 0 |  | BERGEN | 18 KV | CC11
PSEG | 50398 | BERGEN 18 KV CC12 |  | 135 | 0 |  | BERGEN | 18 KV | CC12
PSEG | 50399 | BERGEN 18 KV CC13 |  | 135 | 0 |  | BERGEN | 18 KV | CC13
PSEG | 50400 | BERGEN 18 KV CC14 |  | 135 | 0 |  | BERGEN | 18 KV | CC14
PSEG | 50401 | BERGEN 18 KV UNIT 1 | PS BERGEN 1CC | 0 | 638 |  | BERGEN | 18 KV | UNIT 1
PSEG | 5021665 | BERGEN 18 KV 2001 STM | PS BERGEN 2CC F | 0 | 560 |  | BERGEN | 18 KV | 2001 STM
PSEG | 5021666 | BERGEN 18 KV 2101 CT1 | BERGEN 3 | 21 | 0 | Y | BERGEN | 18 KV | 2101 CT1
PSEG | 1348263414 | BURLINGT26 KV CEDARSP | BURLINGTON 8 | 21 | 0 | Y | BURLINGT | 26 KV | CEDARSP
PSEG | 1348263414 | BURLINGT26 KV CEDARSP | BURLINGTON 91 | 46 | 0 | Y | BURLINGT | 26 KV | CEDARSP
PSEG | 1348263414 | BURLINGT26 KV CEDARSP | BURLINGTON 92 | 46 | 0 | Y | BURLINGT | 26 KV | CEDARSP
PSEG | 1348263414 | BURLINGT26 KV CEDARSP | BURLINGTON 93 | 46 | 0 | Y | BURLINGT | 26 KV | CEDARSP
PSEG | 1348263414 | BURLINGT26 KV CEDARSP | BURLINGTON 94 | 46 | 0 | Y | BURLINGT | 26 KV | CEDARSP
PSEG | 1348263414 | BURLINGT26 KV CEDARSP | BURLINGTON 101 | 48.3 | 0 | Y | BURLINGT | 26 KV | CEDARSP
PSEG | 1348263414 | BURLINGT26 KV CEDARSP | BURLINGTON 102 | 48.3 | 0 | Y | BURLINGT | 26 KV | CEDARSP
PSEG | 1348263414 | BURLINGT26 KV CEDARSP | BURLINGTON 103 | 48.3 | 0 | Y | BURLINGT | 26 KV | CEDARSP
PSEG | 1348263414 | BURLINGT26 KV CEDARSP | BURLINGTON 104 | 48.3 | 0 | Y | BURLINGT | 26 KV | CEDARSP
PSEG | 1165479555 | BURLINGT230 KV BURLINSP | BURLINGTON 105 | 51.9 | 0 | Y | BURLINGT | 230 KV | BURLINSP
PSEG | 1165479555 | BURLINGT230 KV BURLINSP | BURLINGTON 111 | 46 | 0 | Y | BURLINGT | 230 KV | BURLINSP
PSEG | 1165479555 | BURLINGT230 KV BURLINSP | BURLINGTON 112 | 46 | 0 | Y | BURLINGT | 230 KV | BURLINSP
PSEG | 1165479555 | BURLINGT230 KV BURLINSP | BURLINGTON 113 | 46 | 0 | Y | BURLINGT | 230 KV | BURLINSP
PSEG | 1165479555 | BURLINGT230 KV BURLINSP | BURLINGTON 114 | 46 | 0 | Y | BURLINGT | 230 KV | BURLINSP
PSEG | 93142 | BURLINGT13 KV UNIT121 | PS BURL 121 CT | 0 | 42 |  | BURLINGT | 13 KV | UNIT121
PSEG | 93143 | BURLINGT13 KV UNIT122 | PS BURL 122 CT | 0 | 42 |  | BURLINGT | 13 KV | UNIT122
PSEG | 93144 | BURLINGT13 KV UNIT123 | PS BURL 123 CT | 0 | 42 |  | BURLINGT | 13 KV | UNIT123
PSEG | 93145 | BURLINGT13 KV UNIT124 | PS BURL 124 CT | 0 | 42 |  | BURLINGT | 13 KV | UNIT124
PSEG | 50477 | CAMDENGN13 KV CMDN#2 | CAMDEN Cogen Tech IPP | 149 | 145 |  | CAMDENGN | 13 KV | CMDN#2
PSEG | 71856665 | BAYONNE 13 KV COGEN1 | Bayonne COGEN TECH IPP | 9.1 | 10.1 |  | BAYONNE | 13 KV | COGEN1
PSEG | 71856667 | BAYONNE 13 KV COGEN2 |  | 9.1 | 10.1 |  | BAYONNE | 13 KV | COGEN2
PSEG | 71856669 | BAYONNE 13 KV COGEN3 |  | 9.1 | 10.1 |  | BAYONNE | 13 KV | COGEN3
PSEG | 71856671 | BAYONNE 13 KV COGEN4 |  | 9.1 | 15.1 |  | BAYONNE | 13 KV | COGEN4
PSEG | 50478 | EAGLEGEN13 KV EGLE#1 | EAGLE POINT IPP | 65 | 0 |  | EAGLEGEN | 13 KV | EGLE#1
PSEG | 50479 | EAGLEGEN13 KV EGLE#2 |  | 65 | 0 |  | EAGLEGEN | 13 KV | EGLE#2
PSEG | 50480 | EAGLEGEN13 KV EGLE#3 |  | 65 | 0 |  | EAGLEGEN | 13 KV | EGLE#3
PSEG | 50478 | EAGLEGEN13 KV EGLE#1 | EAGLE POINT 1 | 0 | 82 |  | EAGLEGEN | 13 KV | EGLE#1
PSEG | 50479 | EAGLEGEN13 KV EGLE#2 | EAGLE POINT 2 | 0 | 82 |  | EAGLEGEN | 13 KV | EGLE#2
PSEG | 50480 | EAGLEGEN13 KV EGLE#3 | EAGLE POINT 3 | 0 | 46 |  | EAGLEGEN | 13 KV | EGLE#3
PSEG | 50406 | EDISON 13 KV UNIT11 | EDISON 11 | 42 | 0 | Y | EDISON | 13 KV | UNIT11
PSEG | 50407 | EDISON 13 KV UNIT12 | EDISON 12 | 42 | 0 | Y | EDISON | 13 KV | UNIT12
PSEG | 50408 | EDISON 13 KV UNIT13 | EDISON 13 | 42 | 0 | Y | EDISON | 13 KV | UNIT13
PSEG | 50409 | EDISON 13 KV UNIT14 | EDISON 14 | 42 | 0 | Y | EDISON | 13 KV | UNIT14
PSEG | 50410 | EDISON 13 KV UNIT21 | EDISON 21 | 42 | 0 | Y | EDISON | 13 KV | UNIT21
PSEG | 50411 | EDISON 13 KV UNIT22 | EDISON 22 | 42 | 0 | Y | EDISON | 13 KV | UNIT22
PSEG | 50412 | EDISON 13 KV UNIT23 | EDISON 23 | 42 | 0 | Y | EDISON | 13 KV | UNIT23
PSEG | 50413 | EDISON 13 KV UNIT24 | EDISON 24 | 42 | 0 | Y | EDISON | 13 KV | UNIT24
PSEG | 50414 | EDISON 13 KV UNIT31 | EDISON 31 | 42 | 0 | Y | EDISON | 13 KV | UNIT31
PSEG | 50415 | EDISON 13 KV UNIT32 | EDISON 32 | 42 | 0 | Y | EDISON | 13 KV | UNIT32
PSEG | 50416 | EDISON 13 KV UNIT33 | EDISON 33 | 42 | 0 | Y | EDISON | 13 KV | UNIT33
PSEG | 50417 | EDISON 13 KV UNIT34 | EDISON 34 | 42 | 0 | Y | EDISON | 13 KV | UNIT34
PSEG | 50404 | ECRRF 13 KV ECRF#1 | ESSEX CO RR 1 | 32.5 | 28.7 |  | ECRRF | 13 KV | ECRF#1
PSEG | 50405 | ECRRF 13 KV ECRF#2 |  | 32.5 | 31.6 |  | ECRRF | 13 KV | ECRF#2
PSEG | 50419 | ESSEX 13 KV UNIT09 | ESSEX 9 | 81 | 81 |  | ESSEX | 13 KV | UNIT09
PSEG | 1097732300 | ESSEX 26 KV ECCFG1CT | ESSEX 101 | 42 | 0 | Y | ESSEX | 26 KV | ECCFG1CT
PSEG | 1097732300 | ESSEX 26 KV ECCFG1CT | ESSEX 102 | 42 | 0 | Y | ESSEX | 26 KV | ECCFG1CT
PSEG | 1097732300 | ESSEX 26 KV ECCFG1CT | ESSEX 103 | 42 | 0 | Y | ESSEX | 26 KV | ECCFG1CT
PSEG | 1097732300 | ESSEX 26 KV ECCFG1CT | ESSEX 104 | 42 | 0 | Y | ESSEX | 26 KV | ECCFG1CT
PSEG | 1097732300 | ESSEX 26 KV ECCFG1CT | ESSEX 111 | 46 | 0 | Y | ESSEX | 26 KV | ECCFG1CT
PSEG | 1097732300 | ESSEX 26 KV ECCFG1CT | ESSEX 112 | 46 | 0 | Y | ESSEX | 26 KV | ECCFG1CT
PSEG | 1097732300 | ESSEX 26 KV ECCFG1CT | ESSEX 113 | 46 | 0 | Y | ESSEX | 26 KV | ECCFG1CT
PSEG | 1097732300 | ESSEX 26 KV ECCFG1CT | ESSEX 114 | 46 | 0 | Y | ESSEX | 26 KV | ECCFG1CT
PSEG | 50419 | ESSEX 13 KV UNIT09 | ESSEX 121 | 46 | 0 | Y | ESSEX | 13 KV | UNIT09
PSEG | 50419 | ESSEX 13 KV UNIT09 | ESSEX 122 | 46 | 0 | Y | ESSEX | 13 KV | UNIT09
PSEG | 50419 | ESSEX 13 KV UNIT09 | ESSEX 123 | 46 | 0 | Y | ESSEX | 13 KV | UNIT09
PSEG | 50419 | ESSEX 13 KV UNIT09 | ESSEX 124 | 46 | 0 | Y | ESSEX | 13 KV | UNIT09
PSEG | 50390 | ATHENIA 26 KV GRFALL | GREAT FALLS 1 | 11 | 5 |  | ATHENIA | 26 KV | GRFALL
PSEG | 1097732449 | HOPECREE25 KV UNIT 1 | HOPE CRK 1 | 979.45 | 1120 |  | HOPECREE | 25 KV | UNIT 1
PSEG | 1338429912 | MARION 20 KV UNIT02 | HUDSON 1 | 383 | 0 | Y | MARION | 20 KV | UNIT02
PSEG | 1338429912 | MARION 20 KV UNIT02 | HUDSON 2 | 600 | 0 | Y | MARION | 20 KV | UNIT02
PSEG | 1338429912 | MARION 20 KV UNIT02 | HUDSON 3 | 129 | 0 | Y | MARION | 20 KV | UNIT02
PSEG | 1248991826 | NEWARKEC18 KV CTG11 | PS NEWARK ENERGY CENTER 10 CC | 0 | 705 |  | NEWARKEC | 18 KV | CTG11
PSEG | 123901463 | KEARNY 13 KV 13CTA | KEARNY 7 | 140 | 0 | Y | KEARNY | 13 KV | 13CTA
PSEG | 123901463 | KEARNY 13 KV 13CTA | KEARNY 8 | 140 | 0 | Y | KEARNY | 13 KV | 13CTA
PSEG | 123901463 | KEARNY 13 KV 13CTA | KEARNY 9 | 21 | 0 | Y | KEARNY | 13 KV | 13CTA
PSEG | 123901463 | KEARNY 13 KV 13CTA | KEARNY 10 | 134 | 0 | Y | KEARNY | 13 KV | 13CTA
PSEG | 123901463 | KEARNY 13 KV 13CTA | KEARNY 11 | 134 | 0 | Y | KEARNY | 13 KV | 13CTA
PSEG | 50436 | KEARNY 13 KV UN121 | KEARNY 121 | 53.8 | 43.8 |  | KEARNY | 13 KV | UN121
PSEG | 50437 | KEARNY 13 KV UN122 | KEARNY 122 | 53.8 | 43.7 |  | KEARNY | 13 KV | UN122
PSEG | 50438 | KEARNY 13 KV UN123 | KEARNY 123 | 53.8 | 43.8 |  | KEARNY | 13 KV | UN123
PSEG | 50439 | KEARNY 13 KV UN124 | KEARNY 124 | 53.8 | 43.7 |  | KEARNY | 13 KV | UN124
PSEG | 123901461 | KEARNY 13 KV 14CTB | PS KEARNY 142 CT | 0 | 46.9 |  | KEARNY | 13 KV | 14CTB
PSEG | 123901459 | KEARNY 13 KV 14CTA | PS KRNY 141 CT | 0 | 46.9 |  | KEARNY | 13 KV | 14CTA
PSEG | 123901463 | KEARNY 13 KV 13CTA | PS KRNY 131 CT | 0 | 46.9 |  | KEARNY | 13 KV | 13CTA
PSEG | 123901465 | KEARNY 13 KV 13CTB | PS KEARNY 132 CT | 0 | 46.9 |  | KEARNY | 13 KV | 13CTB
PSEG | 123901467 | KEARNY 13 KV 13CTC | PS KEARNY 133 CT | 0 | 46.9 |  | KEARNY | 13 KV | 13CTC
PSEG | 1084390238 | KEARNY 13 KV 13CTD | PS KEARNY 134 CT | 0 | 46.9 |  | KEARNY | 13 KV | 13CTD
PSEG | 50481 | GLOUCEST230 KV GCRF | KINSLEY 1 | 2.6 | 0 | Y | GLOUCEST | 230 KV | GCRF
PSEG | 205534 | GLOUCEST26 KV CCRF | PS GPU CAMDEN COUNTY CT | 0 | 21 |  | GLOUCEST | 26 KV | CCRF
PSEG | 21601782 | LINDEN 18 KV 1100 ST | LINDEN 1 | 168 | 478.8 |  | LINDEN | 18 KV | 1100 ST
PSEG | 1097732340 | LINDEN 18 KV 2001 GEN | LINDEN 2 | 247 | 795 |  | LINDEN | 18 KV | 2001 GEN
PSEG | 106856865 | LINDEN 138 KV LINDENSP | LINDEN 3 | 21 | 0 |  | LINDEN | 138 KV | LINDENSP
PSEG | 93140 | LINDEN 13 KV UNIT05 | LINDEN 5 | 23 | 86 |  | LINDEN | 13 KV | UNIT05
PSEG | 93141 | LINDEN 13 KV UNIT06 | LINDEN 6 | 23 | 86 |  | LINDEN | 13 KV | UNIT06
PSEG | 71856675 | LINDEN 13 KV UNIT07 | LINDEN 7 | 78 | 84 |  | LINDEN | 13 KV | UNIT07
PSEG | 71856677 | LINDEN 13 KV UNIT08 | LINDEN 8 | 78 | 80.2 |  | LINDEN | 13 KV | UNIT08
PSEG | 50486 | MERCER 18 KV UNIT01 | MERCER 1 | 324 | 0 | Y | MERCER | 18 KV | UNIT01
PSEG | 50487 | MERCER 18 KV UNIT02 | MERCER 2 | 324 | 0 | Y | MERCER | 18 KV | UNIT02
PSEG | 50484 | MERCER 13 KV UNIT03 | MERCER 3 | 129 | 0 | Y | MERCER | 13 KV | UNIT03
PSEG | 50481 | GLOUCEST230 KV GCRF | NATIONAL PARK 1 | 21 | 0 | Y | GLOUCEST | 230 KV | GCRF
PSEG | 50455 | NEWARBAY13 KV GEN123 | NEWARK BAY 1 | 123 | 120.2 |  | NEWARBAY | 13 KV | GEN123
PSEG | 50489 | SALEM 25 KV SALEM1 | SALEM 1 | 471.0454 | 491.4 |  | SALEM | 25 KV | SALEM1
PSEG | 50490 | SALEM 25 KV SALEM2 | SALEM 2 | 471.0454 | 490.9 |  | SALEM | 25 KV | SALEM2
PSEG | 50488 | SALEM 13 KV SALEM3 | SALEM 3 | 16.1462 | 0 | Y | SALEM | 13 KV | SALEM3
PSEG | 50456 | SEWAREN 13 KV UNIT01 | SEWAREN 1 | 104 | 102.8 |  | SEWAREN | 13 KV | UNIT01
PSEG | 50457 | SEWAREN 13 KV UNIT02 | SEWAREN 2 | 118 | 118 |  | SEWAREN | 13 KV | UNIT02
PSEG | 50458 | SEWAREN 13 KV UNIT03 | SEWAREN 3 | 107 | 106.2 |  | SEWAREN | 13 KV | UNIT03
PSEG | 50460 | SEWAREN 16 KV UNIT04 | SEWAREN 4 | 124 | 117.8 |  | SEWAREN | 16 KV | UNIT04
PSEG | 50456 | SEWAREN 13 KV UNIT01 | SEWAREN 6 | 129 | 0 | Y | SEWAREN | 13 KV | UNIT01
PSEG | 50491 | TRENTON 138 KV TDEC | STARMARK 1 | 3 | 0 | Y | TRENTON | 138 KV | TDEC
PSEG | 50491 | TRENTON 138 KV TDEC | TDEC 1 | 12 | 0 | Y | TRENTON | 138 KV | TDEC
PSEG | 5021670 | TOSCOGIS18 KV TOSCO1 | PS TOSCO 1 F | 0 | 20 |  | TOSCOGIS | 18 KV | TOSCO1
PSEG | 1268570964 | LINDEN 26 KV UCRRF | UNION CO 1 | 39 | 37.4 |  | LINDEN | 26 KV | UCRRF
PSEG | 50485 | MERCER 13 KV WHNUG | WHEELABRATOR 1 | 42 | 43 |  | MERCER | 13 KV | WHNUG
PSEG | 50403 | BRUNSWIC13 KV EDGEBORO | Edgeboro Landfill 1 | 9 | 9 |  | BRUNSWIC | 13 KV | EDGEBORO
PSEG | 50769 | CONEMAUG22 KV UNIT 1 | CONEMAUGH 1 | 191.25 | 191.4 |  | CONEMAUG | 22 KV | UNIT 1
PSEG | 50770 | CONEMAUG22 KV UNIT02 | CONEMAUGH 2 | 191.25 | 191.2 |  | CONEMAUG | 22 KV | UNIT02
PSEG | 50771 | CONEMAUG115 KV DIESEL | CONEMAUGH A | 0.6075 | 0.6075 |  | CONEMAUG | 115 KV | DIESEL
PSEG | 50771 | CONEMAUG115 KV DIESEL | CONEMAUGH B | 0.6075 | 0.6075 |  | CONEMAUG | 115 KV | DIESEL
PSEG | 50771 | CONEMAUG115 KV DIESEL | CONEMAUGH C | 0.6075 | 0.6075 |  | CONEMAUG | 115 KV | DIESEL
PSEG | 50771 | CONEMAUG115 KV DIESEL | CONEMAUGH D | 0.6075 | 0.6075 |  | CONEMAUG | 115 KV | DIESEL
PSEG | 50781 | KEYSTONE20 KV UNIT 1 | KEYSTONE 1 | 194.14 | 194 |  | KEYSTONE | 20 KV | UNIT 1
PSEG | 50782 | KEYSTONE20 KV UNIT 2 | KEYSTONE 2 | 194.14 | 194.2 |  | KEYSTONE | 20 KV | UNIT 2
PSEG | 50783 | KEYSTONE20 KV UNIT 3 | KEYSTONE 3 | 0.61668 | 0.61668 |  | KEYSTONE | 20 KV | UNIT 3
PSEG | 50783 | KEYSTONE20 KV UNIT 3 | KEYSTONE 4 | 0.61668 | 0.61668 |  | KEYSTONE | 20 KV | UNIT 3
PSEG | 50783 | KEYSTONE20 KV UNIT 3 | KEYSTONE 5 | 0.61668 | 0.61668 |  | KEYSTONE | 20 KV | UNIT 3
PSEG | 50783 | KEYSTONE20 KV UNIT 3 | KEYSTONE 6 | 0.61668 | 0.61668 |  | KEYSTONE | 20 KV | UNIT 3
PSEG | 50557 | PEACHBOT22 KV UNIT02 | Peach Bottom 2 | 464.42 | 519.9326 |  | PEACHBOT | 22 KV | UNIT02
PSEG | 50558 | PEACHBOT22 KV UNIT03 | Peach Bottom 3 | 464.42 | 521.2072 |  | PEACHBOT | 22 KV | UNIT03
PSEG | 50715 | YARDSCRE14 KV UNIT01 | YARDS CREEK 1 | 70 | 70 |  | YARDSCRE | 14 KV | UNIT01
PSEG | 50716 | YARDSCRE14 KV UNIT02 | YARDS CREEK 2 | 70 | 70 |  | YARDSCRE | 14 KV | UNIT02
PSEG | 50717 | YARDSCRE14 KV UNIT03 | YARDS CREEK 3 | 60 | 70 |  | YARDSCRE | 14 KV | UNIT03
PSEG | 1218914043 | WOODBRDG18 KV CT-1A | JC WOODBRIDGE 1 CC | 0 | 702.6 |  | WOODBRDG | 18 KV | CT-1A
UGI | 98370443 | HUNLOCK 13 KV HUNL_3ST | HUNLOCK 3 | 48 | 28.9 |  | HUNLOCK | 13 KV | HUNL_3
UGI | 659771 | HUNLOCK 13 KV HUNL_4 | PL HNLK 4 CT | 0 | 19 |  | HUNLOCK | 13 KV | HUNL_4
UGI | 50769 | CONEMAUG22 KV UNIT 1 | CONEMAUGH 1 | 9.44 | 9.5 |  | CONEMAUG | 22 KV | UNIT 1
UGI | 50770 | CONEMAUG22 KV UNIT02 | CONEMAUGH 2 | 9.44 | 9.4 |  | CONEMAUG | 22 KV | UNIT02
APS | 21601815 | AES DUQ 13 KV MAIN | AES BEAVER 1 | 121.1 | 0 | Y | AES DUQ | 13 KV | MAIN
APS | 5021379 | METTIKI 138 KV METTIKI | ALBRIGHT 1 | 70.7 | 0 | Y | METTIKI | 138 KV | METTIKI
APS | 5021379 | METTIKI 138 KV METTIKI | ALBRIGHT 2 | 70.7 | 0 | Y | METTIKI | 138 KV | METTIKI
APS | 5021379 | METTIKI 138 KV METTIKI | ALBRIGHT 3 | 132.7 | 0 | Y | METTIKI | 138 KV | METTIKI
APS | 5021718 | ALLDAM6 138 KV GEN 5 | ALLEG L/D 5 | 2.9 | 6.8 |  | ALLDAM6 | 138 KV | GEN 5
APS | 5021719 | ALLDAM6 138 KV GEN 6 | ALLEG L/D 6 | 2.9 | 7.5 |  | ALLDAM6 | 138 KV | GEN 6
APS | 5021413 | NEWBETHL138 KV T62 | ARMSTRONG 1 | 166.7 | 0 | Y | NEWBETHL | 138 KV | T62
APS | 5021413 | NEWBETHL138 KV T62 | ARMSTRONG 2 | 165.7 | 0 | Y | NEWBETHL | 138 KV | T62
APS | 5021729 | GUILFORD138 KV GEN12 | CHAMBERSBURG (GUILFORD) 1 | 42.6 | 42.6 |  | GUILFORD | 138 KV | GEN12
APS | 5021730 | GUILFORD138 KV GEN13 | CHAMBERSBURG (GUILFORD) 2 | 42.6 | 42.6 |  | GUILFORD | 138 KV | GEN13
APS | 5021723 | FTMARTIN22 KV GEN 1 | FORT MARTIN 1 | 534.9 | 534.7 |  | FTMARTIN | 22 KV | GEN 1
APS | 5021724 | FTMARTIN22 KV GEN 2 | FORT MARTIN 2 | 539.8 | 528.5 |  | FTMARTIN | 22 KV | GEN 2
APS | 5021725 | GANS 138 KV GEN 8 | GANS 8 | 42.6 | 42.6 |  | GANS | 138 KV | GEN 8
APS | 5021726 | GANS 138 KV GEN 9 | GANS 9 | 42.6 | 42.6 |  | GANS | 138 KV | GEN 9
APS | 5021739 | NEWMARTI138 KV HANN NUG | HANNIBAL 1 | 18.4 | 19 |  | NEWMARTI | 138 KV | HANN NUG
APS | 51019 | HARR APS20 KV GEN 1 | HARRISON 1 | 620.2 | 630.8 |  | HARR APS | 20 KV | GEN 1
APS | 51020 | HARR APS20 KV GEN 2 | HARRISON 2 | 622.2 | 630.8 |  | HARR APS | 20 KV | GEN 2
APS | 51021 | HARR APS20 KV GEN 3 | HARRISON 3 | 630.9 | 630.8 |  | HARR APS | 20 KV | GEN 3
APS | 5021731 | HATFIELD18 KV GEN 1 | HATFIELD 1 | 513.6 | 0 | Y | HATFIELD | 18 KV | GEN 1
APS | 5021732 | HATFIELD18 KV GEN 2 | HATFIELD 2 | 513.6 | 0 | Y | HATFIELD | 18 KV | GEN 2
APS | 5021733 | HATFIELD18 KV GEN 3 | HATFIELD 3 | 513.6 | 0 | Y | HATFIELD | 18 KV | GEN 3
APS | 5021734 | LAKELYNN11 KV GEN 1-4 | LAKE LYNN 1 | 12.5 | 12.5 |  | LAKELYNN | 11 KV | GEN 1-4
APS | 5021734 | LAKELYNN11 KV GEN 1-4 | LAKE LYNN 2 | 12.5 | 12.5 |  | LAKELYNN | 11 KV | GEN 1-4
APS | 5021734 | LAKELYNN11 KV GEN 1-4 | LAKE LYNN 3 | 12.5 | 12.5 |  | LAKELYNN | 11 KV | GEN 1-4
APS | 5021734 | LAKELYNN11 KV GEN 1-4 | LAKE LYNN 4 | 12.5 | 12.5 |  | LAKELYNN | 11 KV | GEN 1-4
APS | 5021737 | MITCHELL13 KV GEN 1-2 | MITCHELL 2 | 79.4 | 0 | Y | MITCHELL | 13 KV | GEN 1-2
APS | 5021738 | MITCHELL24 KV GEN 3 | MITCHELL 3 | 268.4 | 0 | Y | MITCHELL | 24 KV | GEN 3
APS | 5021745 | RIVERTON138 KV DUM HYD | PE HYDRO 1 | 2.9 | 9.2 |  | RIVERTON | 138 KV | DUM HYD
APS | 5021743 | PLEA APS26 KV GEN 1 | PLEASANTS 1 | 619.3 | 619.3 |  | PLEA APS | 26 KV | GEN 1
APS | 5021744 | PLEA APS26 KV GEN 2 | PLEASANTS 2 | 619.3 | 619.3 |  | PLEA APS | 26 KV | GEN 2
APS | 5021499 | RIVESVIL138 KV SS LOAD | RIVESVILLE 5 | 44.5 | 0 | Y | RIVESVIL | 138 KV | SS LOAD
APS | 5021499 | RIVESVIL138 KV SS LOAD | RIVESVILLE 6 | 88.1 | 0 | Y | RIVESVIL | 138 KV | SS LOAD
APS | 1084391106 | MARLOWE 34 KV HAGERTSP | SMITH 3 | 26.1 | 0 | Y | MARLOWE | 34 KV | HAGERTSP
APS | 1084391106 | MARLOWE 34 KV HAGERTSP | SMITH 4 | 84.3 | 0 | Y | MARLOWE | 34 KV | HAGERTSP
APS | 5021754 | SPRINGDA13 KV AES 1 | SPRINGDALE 1 | 42.6 | 42.6 |  | SPRINGDA | 13 KV | AES 1
APS | 5021755 | SPRINGDA13 KV AES 2 | SPRINGDALE 2 | 42.6 | 42.6 |  | SPRINGDA | 13 KV | AES 2
APS | 5021756 | WARRIORN13 KV GEN1 | WARRIOR RUN 1 | 174.4 | 174.4 |  | WARRIORN | 13 KV | GEN1
APS | 5021194 | EUREKA 138 KV T1 | WILLOW ISLAND 1 | 52.3 | 0 | Y | EUREKA | 138 KV | T1
APS | 5021194 | EUREKA 138 KV T1 | WILLOW ISLAND 2 | 175.4 | 0 | Y | EUREKA | 138 KV | T1
APS | 45565915 | GREENGAP35 KV G1 | AP GREENLAND GAP 1 WF | 0 | 30 |  | GREENGAP | 35 KV | G1
APS | 1165480361 | OSAGE 13.8 KV MEA NUG | WVU 1 | 48.4 | 48.4 |  | OSAGE | 13.8 KV | MEA NUG
APS | 34887949 | BATHCO 20 KV GM1 | BATH COUNTY 1 | 162.8 | 193.8095 |  | BATHCO | 20 KV | GM1
APS | 34887951 | BATHCO 20 KV GM2 | BATH COUNTY 2 | 162.8 | 193.8095 |  | BATHCO | 20 KV | GM2
APS | 34887953 | BATHCO 20 KV GM3 | BATH COUNTY 3 | 162.8 | 193.8095 |  | BATHCO | 20 KV | GM3
APS | 34887955 | BATHCO 20 KV GM4 | BATH COUNTY 4 | 162.8 | 193.8095 |  | BATHCO | 20 KV | GM4
APS | 34887957 | BATHCO 20 KV GM5 | BATH COUNTY 5 | 162.8 | 193.8095 |  | BATHCO | 20 KV | GM5
APS | 34887959 | BATHCO 20 KV GM6 | BATH COUNTY 6 | 162.8 | 193.8095 |  | BATHCO | 20 KV | GM6
APS | 34509945 | OVEC | CLIFTY CREEK 1 (OVEC) | 25.5 | 0 |  |  | OVEC Interface
APS | 34509945 | OVEC | CLIFTY CREEK 2 (OVEC) | 24.2 | 0 |  |  | OVEC Interface
APS | 34509945 | OVEC | CLIFTY CREEK 3 (OVEC) | 25.6 | 0 |  |  | OVEC Interface
APS | 34509945 | OVEC | CLIFTY CREEK 4 (OVEC) | 23.3 | 0 |  |  | OVEC Interface
APS | 34509945 | OVEC | CLIFTY CREEK 5 (OVEC) | 26.6 | 0 |  |  | OVEC Interface
APS | 34509945 | OVEC | CLIFTY CREEK 6 (OVEC) | 23.1 | 0 |  |  | OVEC Interface
APS | 34509945 | OVEC | KYGER CREEK 1 (OVEC) | 25.7 | 0 |  |  | OVEC Interface
APS | 34509945 | OVEC | KYGER CREEK 2 (OVEC) | 24.6 | 0 |  |  | OVEC Interface
APS | 34509945 | OVEC | KYGER CREEK 3 (OVEC) | 24.3 | 0 |  |  | OVEC Interface
APS | 34509945 | OVEC | KYGER CREEK 4 (OVEC) | 24.8 | 0 |  |  | OVEC Interface
APS | 34509945 | OVEC | KYGER CREEK 5 (OVEC) | 24.1 | 0 |  |  | OVEC Interface
APS | 1552845534 | CLIFTYCR15.5 KV CC1 | OVEC | 0 | 180 |  | CLIFTYCR | 15.5 KV | CC1
APS | 1552845545 | KYGERCRE15.5 KV KY1 | OVEC | 0 | 148 |  | KYGERCRE | 15.5 KV | KY1
APS | 40523629 | MISO | WHEATLAND 1 | 116.3 | 116.3 |  |  | MISO Interface
APS | 40523629 | MISO | WHEATLAND 2 | 116.3 | 116.3 |  |  | MISO Interface
APS | 40523629 | MISO | WHEATLAND 3 | 116.3 | 116.3 |  |  | MISO Interface
APS | 40523629 | MISO | WHEATLAND 4 | 116.3 | 116.3 |  |  | MISO Interface
APS | 74008711 | NLONGVW 26 KV GEN 1 | AP NORTH LONGVIEW 1 F | 0 | 677.7 |  | NLONGVW | 26 KV | GEN 1
APS | 1379267755 | OAKG APS18 KV GEN 1 | AP OAKGR 1 CT | 0 | 155.1 |  | OAKG APS | 18 KV | GEN 1
APS | 1379267754 | OAKG APS18 KV GEN 2 | AP OAKGR 2 CT | 0 | 156 |  | OAKG APS | 18 KV | GEN 2
APS | 21601805 | RONCO 18 KV CT1 | AP RONCO 1 CC | 0 | 168.8 |  | RONCO | 18 KV | CT1
APS | 21601806 | RONCO 18 KV CT2 | AP RONCO 2 CC | 0 | 168.8 |  | RONCO | 18 KV | CT2
APS | 21601807 | RONCO 18 KV STM | AP RONCO STG | 0 | 306.3 |  | RONCO | 18 KV | STM
APS | 5021748 | SBEND 18 KV CT1 | AP SBEND 1 CT | 0 | 154.3 |  | SBEND | 18 KV | CT1
APS | 5021749 | SBEND 18 KV CT2 | AP SBEND 2 CT | 0 | 153.7 |  | SBEND | 18 KV | CT2
APS | 5021750 | SBEND 18 KV CT3 | AP SBEND 3 CT | 0 | 156 |  | SBEND | 18 KV | CT3
APS | 5021752 | SBEND 18 KV CT4 | AP SBEND 4 CT | 0 | 154.5 |  | SBEND | 18 KV | CT4
APS | 21601810 | SPRINGDA18 KV ST5 | AP SPRING CC5 F | 0 | 503.5 |  | SPRINGDA | 18 KV | ST5
APS | 123901519 | BLUECREE34.5 KV BLUEC3WF | AEP BLUE CREEK 3 WF | 0 | 0.3 |  | BLUECREE | 34.5 KV | BLUEC3WF | Rate-based
APS | 47012281 | LOWELL 69 KV CARBONLI | FE CARBON ALUM 1 LF | 0 | 0.4 |  | LOWELL | 69 KV | CARBONLI | Rate-based
APS | 1075455337 | OBERLIN 69 KV LORAINLF | FE LORAIN 1 LF | 0 | 0.3 |  | OBERLIN | 69 KV | LORAINLF | Rate-based
APS | 1123180604 | MELDDAM 13.8 KV GEN_1 | DEOK MELDAHL DAM 1 H | 0 | 1.7 |  | MELDDAM | 13.8 KV | GEN_1 | Rate-based
APS | 1123179434 | MTNTOP 34.5 KV MHOOPWF2 | PN MEHOOPANY WF | 0 | 4.5 |  | MTNTOP | 34.5 KV | MHOOPWF2 | Rate-based
APS | 57967661 | NEW_BALT34.5 KV NBALTMWF | PN STONY CREEK WF | 0 | 1.4 |  | NEW_BALT | 34.5 KV | NBALTMWF | Rate-based
APS | 10700802 | ROCKSPRI18 KV CT1 | DPL ROCK SPRINGS CT1 | 0 | 0 |  | ROCKSPRI | 18 KV | CT1 | Rate-based
APS | 10700804 | ROCKSPRI18 KV CT2 | DPL ROCK SPRINGS CT2 | 0 | 0 |  | ROCKSPRI | 18 KV | CT2 | Rate-based
APS | 1348265110 | ROCKSPRI24 KV WCATSTG | WILDCAT POINT CC | 0 | 84.8 |  | ROCKSPRI | 24 KV | WCATSTG | Rate-based
APS | 1305130630 | KELSOGAP34.5 KV CRITRNWF | AP CRITERION 1 WF | 0 | 2.6 |  | KELSOGAP | 34.5 KV | CRITRNWF | Rate-based
APS | 78711777 | EVERTSUB34.5 KV ARMENIA | PN ARMENIA MOUNTAIN 1 WF | 0 | 1.9 |  | EVERTSUB | 34.5 KV | ARMENIA | Rate-based
Buckeye REC (APS Zone) | 40243873 | TIDD_AEP24 KV CD2 | CARDINAL 2 | 4.8 | 4.8 |  | TIDD_AEP | 24 KV | CD2
Buckeye REC (APS Zone) | 40243869 | TIDD_AEP26 KV CD3 | CARDINAL 3 | 5.1 | 5.1 |  | TIDD_AEP | 26 KV | CD3
Buckeye REC (APS Zone) | 5413134 | NYIS | NYPA | 0.6 | 0.6 |  |  | NYIS Interface
Buckeye REC (APS Zone) |  |  | Share of units assigned to AEP Zone | 3.2 | 3.2 |  |  | See AEP Resource List