## PE
PJM Interconnection, L.L.C
Last Updated on 03/13/2024
PJM Transmission Providers FACILITIES LIST
The following list includes, but is not limited to, facilities of the regional transmission owners that are
included in PJM's EMS model. FERC Form-1 or equivalent facilities are so noted under the column
headed PJM OAT Tariff Facility. This list will be updated when transmission facilities managed by PJM
are added to, or deleted from, the electrical network.
0
Equipment Code:
1 - Transmission Line
2 - Transformer or Phase Shifter
3 - Shunt Capacitor or Reactor
4 - Series Reactor or Capacitor
5 - SVC Device
6 - Other Substation Equipment-Busses, Bus Sections, or Breakers
7 - Tie-line
8 - Generator Step Up (GSU) transformer
(List by Station and Voltage Level or Device Name)
9 - Flow CB
10 - Equipment
Mark column K as
Yes = Reportable and Call in
|  | PE | [7 empty] | Low = Reportable, status available will not call in unless unusual circumstances
No = No call and no status
(A) | (B) | (C) | (D) | (E) | (F) | (G) | (H) | (I) | (J) | (K) | (L) | (M) | (N)
PJM
[8 empty] | OAT | Included | Reportable | PJM | BES | Effective
|  |  |  | PJM EMS MODEL FACILITY NAME |  |  |  | Tariff | in EMS | Transmission | Monitored | Flag | Date
Equip | [7 empty] | Facility | Model | Facility | Facility
Code | ID | Facility Information by Transmission Provider | B1_NAME | B2_NAME | B3_NAME | B3_TEXT | Voltage | (Y/L/N) | (Y/N) | (Y/L/N) | STATUS |  | (Eastern Standard Time)
1 | 6625 | ANGORA-CIVIC 6625 LINE | ANGORA | 69 KV | ANG-CIVI | ANGORA-CIVIC ANG-CIVI | 69 | Yes | Yes | Yes | Reliability & Markets | False | 02/28/2023
1 | 6661 | Amtrak - Rich PE 6661 | AMTRAK | 69 KV | AMT-RIC1 | AMTRAK-RICH PE 6661 | 69 | No | Yes | No | Not monitored, no status | False | 12/12/2018
1 | 6662 | Amtrak - Rich PE 6662 | AMTRAK | 69 KV | AMT-RIC2 | AMTRAK-RICH PE 6662 | 69 | No | Yes | No | Not monitored, no status | False | 12/12/2018
1 | 6629 | Angora - Upper Darby 69 kV | ANGORA | 69 KV | ANG-UPP | ANGORA-UPPERDAR 6629 | 69 | Yes | Yes | Yes | Reliability & Markets | False | 12/12/2018
1 | 220-72 | BALA-UPLANDPE 220-72 LINE | BALA | 230 KV | BAL-UPLA | BALA-UPLANDPE BAL-UPLA | 230 | Yes | Yes | Yes | Reliability & Markets | True | 03/22/2022
1 | 9900 | BARBADOS-BRYNMAWR 9900 | BARBADOS | 35 KV | BAR-BRY | BARBADOS-BRYNMAWR 9900 | 35 | Unknown | Yes | No | Not monitored, no status | False | 01/25/2021
1 |  | BARBADOS-MITALTAP BAR-MIT1 | BARBADOS | 35 KV | BAR-MIT1 | BARBADOS-MITALTAP BAR-MIT1 | 35 | Unknown | Yes | No | Not monitored, no status | False | 09/02/2021
1 |  | BARBADOS-MITALTAP BAR-MIT2 | BARBADOS | 35 KV | BAR-MIT2 | BARBADOS-MITALTAP BAR-MIT2 | 35 | Unknown | Yes | No | Not monitored, no status | False | 09/02/2021
1 |  | BARBADOS-MITALTAP BAR-MIT3 | BARBADOS | 35 KV | BAR-MIT3 | BARBADOS-MITALTAP BAR-MIT3 | 35 | Unknown | Yes | No | Not monitored, no status | False | 09/02/2021
1 | 130-38 | BILES - STEEL TAP 138Kv | BILES | 138 KV | BIL-STE1 | BILES -STEELTAP BIL-STE1 | 138 | Yes | Yes | Yes | Reliability BES | True | 12/12/2018
1 | 130-36 | BRYNMAWR-LLANERCH 130-36 LINE | BRYNMAWR | 138 KV | BRY-LLA1 | BRYNMAWR-LLANERCH 130-36 | 138 | Yes | Yes | Yes | Reliability & Markets | True | 03/22/2022
1 |  | BRYNMAWR-LLANERCH BRY-LLA2 | BRYNMAWR | 35 KV | BRY-LLA2 | BRYNMAWR-LLANERCH BRY-LLA2 | 35 | Unknown | Yes | No | Not monitored, no status | False | 02/24/2021
1 | 6601 | BURHOLME - DLUZERNE 69 kV | BURHOLME | 69 KV | BUR-DLU | BURHOLME-DLUZERNE 6601 | 69 | Yes | Yes | Yes | Reliability & Markets | False | 12/12/2018
1 | 220-18 | Bala - Plymouth Meeting 230 kV | BALA | 230 KV | BAL-PLY | BALA-PLYMOUTH 220-18 | 230 | Yes | Yes | Yes | Reliability & Markets | True | 12/12/2018
1 | 220-80 | Barbadoes - Betzwood 230 kV | BARBADOS | 230 KV | BAR-BET | BARBADOES-BETZWOOD 220-80 | 230 | Yes | Yes | Yes | Reliability & Markets | True | 12/12/2018
1 | 220-64 | Barbadoes - Plymouth Meeting 230 kV | BARBADOS | 230 KV | BAR-PLY | BARBADOS-PLYMOUTH 220-64 | 230 | Yes | Yes | Yes | Reliability & Markets | True | 12/12/2018
1 | 8 | Barbados - Bryn Mawr #8 35 kV | BARBADOS | 35 KV | BAR-BRY8 | BARBADOS-BRYNMAWR 8 | 35 | No | Yes | No | Not monitored, no status | False | 12/12/2018
1 | 5 | Barbados - Upper Merion #5 35 kV | BARBADOS | 35 KV | BAR-UPP5 | BARBADOS-UPPERMER 115 | 35 | No | Yes | No | Not monitored, no status | False | 12/12/2018
1 | 6 | Barbados - Upper Merion #6 35 kV | BARBADOS | 35 KV | BAR-UPP6 | BARBADOS-UPPERMER 156 | 35 | No | Yes | No | Not monitored, no status | False | 12/12/2018
1 |  | Barbados - Wayne Tap 35 kV | BARBADOS | 35 KV | BAR-WAY | BARBADOS-WAYNETAP BAR-WAY | 35 | No | Yes | No | Not monitored, no status | False | 12/12/2018
1 |  | Bethany Jct. - Byberry 35 kV | BETHYJCT | 35 KV | BET-BYB | BETHYJCT-BYBERRY BET-BYB | 35 | No | Yes | No | Not monitored, no status | False | 12/12/2018
1 |  | Bethany Jct. - Elkin Jct 35 kV | BETHYJCT | 35 KV | BET-ELK | BETHYJCT-ELKINJCT BET-ELK | 35 | No | Yes | No | Not monitored, no status | False | 12/12/2018
1 |  | Bethany Jct. - Heaton 35 kV | BETHYJCT | 35 KV | BET-HEA | BETHYJCT-HEATON BET-HEA | 35 | No | Yes | No | Not monitored, no status | False | 12/12/2018
1 | 220-63 | Betzwood - Cromby 230 kV | BETZWOOD | 230 KV | BET-CRO | BETZWOOD-CROMBY 220-63 | 230 | Yes | Yes | Yes | Reliability & Markets | True | 12/12/2018
1 | 130-27 | Biles - Steel Tap BIL-STE2 | BILES | 138 KV | BIL-STE2 | BILES -STEELTAP BIL-STE2 | 138 | Yes | Yes | Yes | Reliability BES | True | 12/12/2018
1 |  | Biles - US Steel BIL-USS1 69kV | BILES | 69 KV | BIL-USS1 | BILES -USSTEEL BIL-USS1 | 69 | No | Yes | No | Not monitored, no status | False | 12/12/2018
1 |  | Biles - US Steel BIL-USS2 69kV | BILES | 69 KV | BIL-USS2 | BILES -USSTEEL BIL-USS2 | 69 | No | Yes | No | Not monitored, no status | False | 12/12/2018
1 | 130-18 | Bluegrass - Byberry138 kV | BLUEGRAS | 138 KV | BLU-BYB | BLUEGRAS-BYBERRY 130-18 | 138 | Yes | Yes | Yes | Reliability & Markets | True | 12/12/2018
1 | 130-33 | Bluegrass - Fox Chase - 138 kV | BLUEGRAS | 138 KV | BLU-FOX | BLUEGRAS-FOXCHASE 130-33 | 138 | Yes | Yes | Yes | Reliability & Markets | True | 12/12/2018
1 | 130-16 | Bluegrass - Holmesburg 138 kV | BLUEGRAS | 138 KV | BLU-HOL | BLUEGRAS-HOLMESBU 130-16 | 138 | Yes | Yes | Yes | Reliability & Markets | True | 12/12/2018
1 | 220-05 | Bradford - Daleville 220-05 | BRADFORD | 230 KV | BRA-DAL | BRADFORD-DALESVIL 220-05 | 230 | Yes | Yes | Yes | Reliability & Markets | True | 12/12/2018
1 | 220-96 | Bradford - Jennersville 220-96 | BRADFORD | 230 KV | BRA-JEN | JENNERVL-BRADFORD 220-96 | 230 | Yes | Yes | Yes | Reliability & Markets | True | 10/24/2019
1 | 220-48 | Bradford - Lenape 220-48 | BRADFORD | 230 KV | BRA-LEN | BRADFORD-LENAPE 220-48 | 230 | Yes | Yes | Yes | Reliability & Markets | True | 12/12/2018
1 | 220-32 | Bradford - Newlinville 220-32 | BRADFORD | 230 KV | BRA-NEW2 | BRADFORD-NEWLINVI 220-32 | 230 | Yes | Yes | Yes | Reliability & Markets | True | 12/12/2018
1 | 220-33 | Bradford - Newlinville 220-33 | BRADFORD | 230 KV | BRA-NEW3 | BRADFORD-NEWLINVI 220-33 | 230 | Yes | Yes | Yes | Reliability & Markets | True | 12/12/2018
1 | 220-02 | Bradford - Planebrook 220-02 | BRADFORD | 230 KV | BRA-PLA2 | BRADFORD-PLANEBRO 220-02 | 230 | Yes | Yes | Yes | Reliability & Markets | True | 12/12/2018
1 | 220-31 | Bradford - Planebrook 220-31 | BRADFORD | 230 KV | BRA-PLA1 | BRADFORD-PLANEBRO 220-31 | 230 | Yes | Yes | Yes | Reliability & Markets | True | 12/12/2018
1 | 130-35 | Bryn Mawr - Plymouth Meeting 130-35 | BRYNMAWR | 138 KV | BRY-PLY | BRYNMAWR-PLYMOUTH 130-35 | 138 | Yes | Yes | Yes | Reliability & Markets | True | 12/12/2018
1 | 1 | Bryn Mawr - Wynnewood 1 35kV | BRYNMAWR | 35 KV | BRY-WYN | BRYNMAWR-WYNNEWOO BRY-WYN | 35 | No | Yes | No | Not monitored, no status | False | 12/12/2018
1 | 2 | Bryn Mawr - Wynnewood 2 35kV | BRYNMAWR | 35 KV | BRY-WYN2 | BRYNMAWR-WYNNEWOO BRY-WYN2 | 35 | No | Yes | No | Not monitored, no status | False | 12/12/2018
1 | 220-21 | Buckingham - Linton 230 kV | BUCKINGH | 230 KV | BUC-LIN | BUCKINGH-LINTON 220-21 | 230 | Yes | Yes | Yes | Reliability & Markets | True | 12/12/2018
1 | 220-50 | Buckingham - Warminster 230 kV | BUCKINGH | 230 KV | BUC-WRM | BUCKINGH-WARMINST 220-50 | 230 | Yes | Yes | Yes | Reliability & Markets | True | 12/12/2018
1 | 220-19 | Buckingham - Warrington 220-19 | BUCKINGH | 230 KV | BUC-WAR | BUCKINGH-WARRINGT 220-19 | 230 | Yes | Yes | Yes | Reliability & Markets | True | 12/12/2018
1 | 6610 | Burholme - Byberry 69 kV | BURHOLME | 69 KV | BUR-BYB | BURHOLME-BYBERRY 6610 | 69 | Yes | Yes | Yes | Reliability & Markets | False | 10/25/2019
1 |  | Byberry - Emilie 35 kv | BYBERRY | 35 KV | BYB-EMI | BYBERRY-EMILIE | 35 | No | Yes | No | Not monitored, no status | False | 12/12/2018
1 | 1 | Byberry - Heaton #1 35 kV | BYBERRY | 35 KV | BYB-HEA1 | BYBERRY-HEATON 1 | 35 | No | Yes | No | Not monitored, no status | False | 12/12/2018
1 | 2 | Byberry - Heaton #2 35 kV | BYBERRY | 35 KV | BYB-HEA2 | BYBERRY-HEATON 2 | 35 | No | Yes | No | Not monitored, no status | False | 12/12/2018
1 | 130-17 | Byberry - Neshaminy 138 kV | BYBERRY | 138 KV | BYB-NES | BYBERRY-NESHAMIN 130-17 | 138 | Yes | Yes | Yes | Reliability & Markets | True | 12/12/2018
1 | 220-22 | Byberry - Woodbourne 230 kV | BYBERRY | 230 KV | BYB-WOO | BYBERRY-WOODBOUR 220-22 | 230 | Yes | Yes | Yes | Reliability & Markets | True | 12/12/2018
1 | 5033 | CENTERPOINT - ELROY 500 kV | CENTERPT | 500 KV | CEN-ELR | CENTERPT-ELROY CEN-ELR | 500 | Yes | Yes | Yes | Reliability & Markets | True | 12/12/2018
1 | 220-92 | CENTERPOINT - NORTH WALES 230 kV | CENTERPT | 230 KV | CEN-NWA | CENTERPT-NWALES CEN-NWA | 230 | Yes | Yes | Yes | Reliability & Markets | True | 12/12/2018
1 | 220-79 | CENTERPOINT - PERKIOMEN 230 kV | CENTERPT | 230 KV | CEN-PER | CENTERPT-PERKIOME CEN-PER | 230 | Yes | Yes | Yes | Reliability & Markets | True | 12/12/2018
1 | 5029 | CENTERPOINT - WHITPAIN 500 kV | CENTERPT | 500 KV | CEN-WHI | CENTERPT-WHITPAIN CEN-WHI | 500 | Yes | Yes | Yes | Reliability & Markets | True | 12/12/2018
1 | 6653 | CHESTER-MARCUSHO 6653 LINE | CHESTER | 69 KV | CHE-MARC | CHESTER-MARCUSHO CHE-MARC | 69 | Yes | Yes | No | Reliability & Markets | False | 03/22/2022
1 | 220-39 | CHICHEST-POST 220-39 LINE | CHICHEST | 230 KV | CHI-POS | CHICHEST-POST 220-39 | 230 | Yes | Yes | Yes | Reliability & Markets | True | 03/22/2022
1 | 6623 | CIVIC-ISLANDRD 6623 LINE | CIVIC | 69 KV | CIV-ISLA | CIVIC-ISLANDRD CIV-ISLA | 69 | Yes | Yes | Yes | Reliability & Markets | False | 06/01/2023
1 |  | CIVIC-SCHUYLKI CIV-SCH2 | CIVIC | 69 KV | CIV-SCH2 | CIVIC-SCHUYLKI CIV-SCH2 | 69 | Yes | Yes | Yes | Reliability & Markets | False | 06/02/2023
1 | 6683 | CIVIC-SHUYLKI 6683 LINE | CIVIC | 69 KV | CIV-SHUY | CIVIC-SHUYLKI CIV-SHUY | 69 | Yes | Yes | Yes | Reliability & Markets | False | 02/28/2023
1 | 6609 | CIVIC-UNIVERSI 6609 LINE | CIVIC | 69 KV | CIV-UNIV | CIVIC-UNIVERSI CIV-UNIV | 69 | Yes | Yes | Yes | Reliability & Markets | False | 06/01/2023
1 | 220-98 | CLAY-NOTTINGH CLA-NOT 220-98 LINE | CLAY PE | 230 KV | CLA-NOT | CLAY-NOTTINGH 220-98 | 230 | Yes | Yes | Yes | Reliability & Markets | True | 12/12/2018
1 |  | CLIFTONPE-LLANERCH | CLIFTOPE | 35 KV | CLI-LLAN | CLIFTONPE-LLANERCH | 35 | Unknown | Yes | No | Not monitored, no status | False | 11/24/2021
1 |  | CLIFTONPE-SHARONHI | CLIFTOPE | 35 KV | CLI-SHAR | CLIFTONPE-SHARONHI | 35 | Unknown | Yes | No | Not monitored, no status | False | 11/24/2021
1 |  | COLWYN-SHARONHI COL-SHAR | COLWYN | 35 KV | COL-SHAR | COLWYN-SHARONHI COL-SHAR | 35 | Unknown | Yes | No | Not monitored, no status | False | 02/24/2021
1 |  | COLWYN-UPPERDAR COL-UPPE | COLWYN | 35 KV | COL-UPPE | COLWYN-UPPERDAR COL-UPPE | 35 | Unknown | Yes | No | Not monitored, no status | False | 02/24/2021
1 | 220-03 | CONOWING-NOTTINGH 220-03 | CONOWING | 230 KV | CON-NOT | CONOWING-NOTTINGH CON-NOT | 230 | Yes | Yes | Yes | Reliability & Markets | True | 12/12/2018
1 | 220-99 | CROMBY-LOCK 220-99 | CROMBY | 230 KV | CRO-LOC | CROMBY-LOCK 220-99 | 230 | Yes | Yes | Yes | Reliability & Markets | True | 12/12/2018
1 | 130-06 | Callowhill - Master 138 kV | CALLOWHI | 138 KV | CAL-MAS6 | CALLOWHI-MASTER 130-06 | 138 | No | Yes | Yes | Reliability Non-BES | True | 04/30/2020
1 | 130-04 | Callowhill - Master 138 kV | CALLOWHI | 138 KV | CAL-MAS4 | CALLOWHI-MASTER 130-04 | 138 | No | Yes | Yes | Reliability Non-BES | True | 04/30/2020
1 | 130-08 | Callowhill - Tuna 138 kV | CALLOWHI | 138 KV | CAL-TUN | CALLOWHI-TUNA 130-08 | 138 | No | Yes | Yes | Reliability Non-BES | True | 04/30/2020
1 | 6668 | Cedarbrook - Westmoreland 69 kV | CEDARBRO | 69 KV | CED-WMO | CEDARBRO-WMORELAN 6668 | 69 | Yes | Yes | Yes | Reliability & Markets | False | 12/12/2018
1 | 6669 | Cedarbrook - Whitemarsh 69kV | CEDARBRO | 69 KV | CED-WHI | CEDARBRO-WHITEMAR 6669 | 69 | Yes | Yes | Yes | Reliability & Markets | False | 12/12/2018
1 | 6659 | Chester - (Scott Paper) Paper Tap 69kV | CHESTER | 69 KV | CHE-SCO | CHESTER-SCOTTPAP 6659 | 69 | Yes | Yes | Yes | Reliability & Markets | False | 12/12/2018
1 | 6652 | Chester - Chichester 69 kV | CHESTER | 69 KV | CHE-CHI | CHESTER-CHICHEST 6652 | 69 | Yes | Yes | Yes | Reliability & Markets | False | 12/12/2018
1 | 1 | Chester - Midd PE 1 35 kV | CHESTER | 35 KV | CHE-MID | CHESTER -MIDD PE CHE-MID | 35 | No | Yes | No | Not monitored, no status | False | 12/12/2018
1 | 2 | Chester - Midd PE 2 35 kV | CHESTER | 35 KV | CHE-MID2 | CHESTER -MIDD PE CHE-MID2 | 35 | No | Yes | No | Not monitored, no status | False | 12/12/2018
1 | 1 | Chester - Woodlyn 1 35 kV | CHESTER | 35 KV | CHE-WOO | CHESTER-WOODLYN 35KV | 35 | No | Yes | No | Not monitored, no status | False | 12/12/2018
1 | 2 | Chester - Woodlyn 2 35 kV | CHESTER | 35 KV | CHE-WOO2 | CHESTER -WOODLYNJ CHE-WOO2 | 35 | No | Yes | No | Not monitored, no status | False | 12/12/2018
1 | 220-36 | Chichester - Eddystone 230 kV | CHICHEST | 230 KV | CHI-EDD | CHICHEST-EDDYSTON 220-36 | 230 | Yes | Yes | Yes | Reliability & Markets | True | 12/12/2018
1 | 220-04 | Chichester - Foulk 220-04 | CHICHEST | 230 KV | CHI-FOU | CHICHEST-FOULK 220-04 | 230 | Yes | Yes | Yes | Reliability & Markets | True | 10/25/2019
1 | 220-43 | Chichester - Linwood 220-43 230 kV | CHICHEST | 230 KV | CHI-LIN3 | CHICHESTER-LINWOOD 220-43 | 230 | Yes | Yes | Yes | Reliability & Markets | True | 12/12/2018
1 | 6651 | Chichester - Marcus Hook 69 kV | CHICHEST | 69 KV | CHI-MAR | CHICHEST-MARCUSHO 6651 | 69 | Yes | Yes | Yes | Reliability & Markets | False | 12/12/2018
1 | 130-50 | Chichester - Saville 138 kV | CHICHEST | 138 KV | CHI-SAV | CHICHEST-SAVILLE 130-50 | 138 | Yes | Yes | Yes | Reliability & Markets | True | 12/12/2018
1 | 220-53 | Chichester - Trainer 230 kV | CHICHEST | 230 KV | CHI-TRA | CHICHEST-TRAINER 220-53 | 230 | Yes | Yes | Yes | Reliability & Markets | True | 12/12/2018
1 | 220-96 | Clay - Jennerville 220-96 | CLAY PE | 230 KV | CLA-JEN | CLAY PE-JENNERVL 220-96 | 230 | Yes | Yes | Yes | Reliability & Markets | True | 12/12/2018
1 | 220-34 | Cochranville - Newlinville 230 kV | COCHRNVL | 230 KV | COC-NEW | COCHRNVL-NEWLINVI 220-34 | 230 | Yes | Yes | Yes | Reliability & Markets | True | 12/12/2018
1 | 220-34 | Cochranville -Peach Bottom 230 kV | COCHRNVL | 230 KV | COC-PEA | COCHRNVL-PEACHBOT 220-34 | 230 | Yes | Yes | Yes | Reliability & Markets | True | 12/12/2018
1 | 220-67 | Concord - Foulk 230 kV | CONC PE | 230 KV | CON-FOU | CONC PE-FOULK 220-67 | 230 | Yes | Yes | Yes | Reliability & Markets | True | 12/12/2018
1 | 220-70 | Concord - Lenape 220-70 | CONC PE | 230 KV | CON-LEN | CONC PE-LENAPE 220-70 | 230 | Yes | Yes | Yes | Reliability & Markets | True | 10/25/2019
1 | 220-25 | Concord - Middletown 230 kV | CONC PE | 230 KV | CON-MID | CONC PE-MIDD PE 220-25 | 230 | Yes | Yes | Yes | Reliability & Markets | True | 12/12/2018
1 | 220-08 | CooperPE - Peach Btm Tp 230 kV | COOPERPE | 230 KV | COO-PEA | COOPERPE-PEACHTAP COO-PEA | 230 | Yes | Yes | Yes | Reliability & Markets | True | 12/12/2018
1 | 130-24 | Crescentville - Fox Chase 138 kV | CRESCENT | 138 KV | CRE-FOX | CRESCENT-FOXCHASE 130-24 | 138 | Yes | Yes | Yes | Reliability & Markets | True | 12/12/2018
1 | 130-01 | Crescentville - Waneeta 138 kV | CRESCENT | 138 KV | CRE-WAN1 | CRESCENT-WANEETA 130-01 | 138 | Yes | Yes | Yes | Reliability & Markets | True | 12/12/2018
1 | 130-03 | Crescentville - Waneeta 138 kV | CRESCENT | 138 KV | CRE-WAN3 | CRESCENT-WANEETA 130-03 | 138 | Yes | Yes | Yes | Reliability & Markets | True | 12/12/2018
1 | 6904 | Cromby - Eagle PE 69 kV | CROMBY | 69 KV | CRO-EAG | CROMBY-EAGLE PE 6904 | 69 | Yes | Yes | Yes | Reliability & Markets | False | 10/25/2019
1 | 220-60 | Cromby - Limerick (230kV Sub) 230 kV | CROMBY | 230 KV | CRO-LIM0 | CROMBY-LIMERICK 220-60 | 230 | Yes | Yes | Yes | Reliability & Markets | True | 12/12/2018
1 | 6680 | Cromby - Limertap 69 KV 6680 | CROMBY | 69 KV | CRO-LIM | CROMBY -LIMERTAP CRO-LIM | 69 | Yes | Yes | Yes | Reliability & Markets | False | 10/25/2019
1 | 6681 | Cromby - Moser 69 kV 6681 | CROMBY | 69 KV | CRO-MOS1 | CROMBY-MOSER 6681 | 69 | Yes | Yes | Yes | Reliability & Markets | False | 10/25/2019
1 | 130-30 | Cromby - Perkiomen 130-30 | CROMBY | 138 KV | CRO-PER | CROMBY-PERKIOME 130-30 | 138 | Yes | Yes | Yes | Reliability & Markets | True | 12/12/2018
1 | 220-62 | Cromby - Upper Providence 220-62 | CROMBY | 230 KV | CRO-UPP | CROMBY-UPPERPRO 220-62 | 230 | Yes | Yes | Yes | Reliability & Markets | True | 12/12/2018
1 | 220-54 | Croydon - China 230 kV | CHINA | 230 KV | CHI-CRO | CROYDON-CHINA 220-54 | 230 | Yes | Yes | Yes | Reliability & Markets | True | 12/12/2018
1 | 220-55 | Croydon - Eddington 230 kV | EDDINGTO | 230 KV | EDD-EDD | EDDINGTO-EDDINTAP 220-55 | 230 | Yes | Yes | Yes | Reliability & Markets | True | 10/25/2019
1 | 220-55 | Croydon - Eddington Tap 230 kV | EDDINTAP | 230 KV | EDD-EMI | EDDINTAP-EMILIE 220-55 | 230 | Yes | Yes | Yes | Reliability & Markets | True | 10/25/2019
1 | 220-55 | Croydon - Emilie 230k | CROYDON | 230 KV | CRO-EDD | CROYDON-EDDINTAP 220-55 | 230 | Yes | Yes | Yes | Reliability & Markets | True | 10/25/2019
1 | 220-05 | Daleville - Nottingham - 230 kV | DALESVIL | 230 KV | DAL-NOT | DALESVIL-NOTTINGH 220-05 | 230 | Yes | Yes | Yes | Reliability & Markets | True | 12/12/2018
1 | 6636 | Dela PE - Tuna 69 kV | DELA PE | 69 KV | DEL-TUN6 | DELA PE-TUNA 6 | 69 | Yes | Yes | Yes | Reliability & Markets | False | 12/12/2018
1 | 6636 | Delaware - Southwark 69 kV | DELA PE | 69 KV | DEL-SWA | DELA PE-SWARK 6636 | 69 | Yes | Yes | Yes | Reliability & Markets | False | 12/12/2018
1 | 220-38 | Delco Tap - Trainer DEL-TRA | DELCOTAP | 230 KV | DEL-TRA | DELCOTAP-TRAINER 220-38 | 230 | Yes | Yes | Yes | Reliability & Markets | True | 12/12/2018
1 | 6601 | Dluzerne - Richmond 69 kV | DLUZERNE | 69 KV | DLU-RIC | DLUZERNE-RICHMOND 6601 | 69 | Yes | Yes | Yes | Reliability & Markets | False | 10/25/2019
1 | 6601 | Dluzerne - Waneeta 69 kV | DLUZERNE | 69 KV | DLU-WAN | DLUZERNE-WANEETA 6601 | 69 | Yes | Yes | Yes | Reliability & Markets | False | 10/25/2019
1 | 220-78 | EDDYSTONE-PRINTZ 220-78 | EDDYSTON | 230 KV | EDD-PRI | EDDYSTONE-PRINTZ 220-78 | 230 | Yes | Yes | Yes | Reliability & Markets | True | 01/25/2021
1 | 6903 | Eagle PE - Planebro 69 kV | EAGLE PE | 69 KV | EAG-PLA | EAGLE PE-PLANEBRO 6903 | 69 | Yes | Yes | Yes | Reliability & Markets | False | 10/25/2019
1 | 220-56 | Eddington - Holmetap 230 kV | EDDINGTO | 230 KV | EDD-HOLT | EDDINGTO-HOLMETAP 220-56 | 230 | Yes | Yes | Yes | Reliability & Markets | True | 12/12/2018
1 | 220-23 | Eddystone - Island Road 230 kV | EDDYSTON | 230 KV | EDD-ISL | EDDYSTON-ISLANDRD 220-23 | 230 | Yes | Yes | Yes | Reliability & Markets | True | 12/12/2018
1 | 130-42 | Eddystone - Llanerch 138 kV | EDDYSTON | 138 KV | EDD-LLA2 | EDDYSTON-LLANERCH 130-42 | 138 | Yes | Yes | Yes | Reliability & Markets | True | 12/12/2018
1 | 130-45 | Eddystone - Llanerch 138 kV | EDDYSTON | 138 KV | EDD-LLA5 | EDDYSTON-LLANERCH 130-45 | 138 | Yes | Yes | Yes | Reliability & Markets | True | 12/12/2018
1 | 130-43 | Eddystone - Master 138 kV | EDDYSTON | 138 KV | EDD-MAS | EDDYSTON-MASTER 130-43 | 138 | Yes | Yes | Yes | Reliability & Markets | True | 12/12/2018
1 | 130-40 | Eddystone - Saville 138 kV | EDDYSTON | 138 KV | EDD-SAV | EDDYSTON-SAVILLE 130-40 | 138 | Yes | Yes | Yes | Reliability & Markets | True | 12/12/2018
1 | 6658 | Eddystone - Tinicum Prop - (Scott Paper) Paper Tap | EDDYSTON | 69 KV | EDD-SCO | EDDYSTON-SCOTTPAP 6658 | 69 | Yes | Yes | Yes | Reliability Non-BES | True | 06/01/2020
1 | 130-41 | Eddystone - Woodlyn 138 kV | EDDYSTON | 138 KV | EDD-WOO | EDDYSTON-WOODLYN 130-41 | 138 | Yes | Yes | Yes | Reliability Non-BES | True | 07/25/2019
1 | 220-37 | Elmwood - Graysferry 230 kV | ELMWOOD | 230 KV | ELM-GRA | ELMWOOD-GRAYSFER 220-37 | 230 | Yes | Yes | Yes | Reliability & Markets | True | 12/12/2018
1 | 220-40 | Elmwood - MacDade 230 kV | ELMWOOD | 230 KV | ELM-MAC | ELMWOOD-MACDADE 220-40 | 230 | Yes | Yes | Yes | Reliability & Markets | True | 12/12/2018
1 | 220-54 | Emilie - China 230 kV | CHINA | 230 KV | CHI-EMI | EMILIE-CHINA 220-54 | 230 | Yes | Yes | Yes | Reliability & Markets | True | 12/12/2018
1 | 130-20 | Emilie - Falls 138 kV | EMILIE | 138 KV | EMI-FAL | EMILIE-FALLS 130-20 | 138 | Yes | Yes | Yes | Reliability & Markets | True | 12/12/2018
1 | 130-25 | Emilie - Neshaminy 138kV | EMILIE | 138 KV | EMI-NES | EMILIE-NESHAMIN 130-25 | 138 | Yes | Yes | Yes | Reliability & Markets | True | 12/12/2018
1 | 130-39 | Emilie - Rolling Mill | EMILIE | 138 KV | EMI-ROL | EMILIE-ROLL PE 130-39 | 138 | Yes | Yes | Yes | Reliability & Markets | True | 12/12/2018
1 | 130-26 | FALLS - STEEL Tap 130-26 LINE | FALLS | 138 KV | FAL-STE | FALLS -STEELTAP FAL-STE | 138 | Yes | Yes | Yes | Reliability & Markets | True | 03/22/2022
1 |  | Fairless Hills - Rolling Mill A 69 kV Gen lead | FARHILLS | 69 KV | FAR-ROLA | FARHILLS-ROLL PE A | 69 | No | Yes | No | Not monitored, no status | False | 12/12/2018
1 |  | Fairless Hills - Rolling Mill B 69kV Gen lead | FARHILLS | 69 KV | FAR-ROLB | FARHILLS-ROLL PE B | 69 | No | Yes | No | Not monitored, no status | False | 10/25/2019
1 | 220-47 | Flint - Plymouth Meeting 230 kV | FLINT | 230 KV | FLI-PLY | FLINT-PLYMOUTH 220-47 | 230 | Yes | Yes | Yes | Reliability & Markets | True | 12/12/2018
1 | 220-24 | Flint- Upper Merion - 230 | FLINT | 230 KV | FLI-UPP | FLINT-UPPERMER 220-24 | 230 | Yes | Yes | Yes | Reliability & Markets | True | 12/12/2018
1 | 6901 | Goshen - Planebrook 69 kV | GOSHEN | 69 KV | GOS-PLA | GOSHEN-PLANEBRO 6901 | 69 | Yes | Yes | Yes | Reliability & Markets | False | 10/25/2019
1 | 6902 | Goshen - (Goshn Tp)- Newtown Square - Middletown | GOSHEN | 69 KV | GOS-GOS | GOSHEN-GOSHNTAP 6902 | 69 | Yes | Yes | Yes | Reliability & Markets | False | 10/25/2019
1 | 6902 | Goshen - (GoshnTp)- Newtown Square - Middletown | GOSHNTAP | 69 KV | GOS-NEW | GOSHNTAP-NEWTOWNS 6902 | 69 | Yes | Yes | Yes | Reliability & Markets | False | 10/25/2019
1 | 6902 | Goshen - (GoshnTp)- Newtown Square - Middletown | GOSHNTAP | 69 KV | GOS-MID | GOSHNTAP-MIDD PE 6902 | 69 | Yes | Yes | Yes | Reliability & Markets | False | 10/25/2019
1 | 220-11 | Grays Ferry - Passyunk Transformer High Side Lead | GRAYSFER | 230 KV | GRA-PAS | GRAYSFER-PASSYUNK 220-11 | 230 | Yes | Yes | Yes | Reliability & Markets | True | 12/12/2018
1 | 220-94 | Grays Ferry - Peltz 220-94 | GRAYSFER | 230 KV | GRA-PEL1 | GRAYSFER-PELTZ 220-94 | 230 | Yes | Yes | Yes | Reliability & Markets | True | 12/12/2018
1 | 220-95 | Grays Ferry - Peltz 220-95 | GRAYSFER | 230 KV | GRA-PEL2 | GRAYSFER-PELTZ 220-95 | 230 | Yes | Yes | Yes | Reliability & Markets | True | 12/12/2018
1 | 220-95 | Grays Ferry - Penrose GRA-PEN | GRAYSFER | 230 KV | GRA-PEN | GRAYSFER-PENROSE GRA-PEN | 230 | Yes | Yes | Yes | Reliability & Markets | True | 12/12/2018
1 |  | Grays Ferry - Schuylkill T7 230kV Trans HS Lead | GRAYSFER | 230 KV | GRA-SCH7 | GRAYSFER-SCHUYLKI 7 TR | 230 | Yes | Yes | Yes | Reliability & Markets | True | 12/12/2018
1 |  | Grays Ferry - Schuylkill T8 230kV Trans HS Lead | GRAYSFER | 230 KV | GRA-SCH8 | GRAYSFER-SCHUYLKI 8 TR | 230 | Yes | Yes | Yes | Reliability & Markets | True | 10/25/2019
1 | 220-89 | Grays Ferry - Tunnel 220-89 | GRAYSFER | 230 KV | GRA-TUN | GRAYSFER-TUNNEL GRA-TUN | 230 | Yes | Yes | Yes | Reliability & Markets | True | 10/25/2019
1 |  | GraysFerry- Schuylkill T9 69kV Trans LS Lead | GRAYSFER | 69 KV | GRA-SCH9 | GRAYSFER-SCHUYLKI GRA-SCH9 | 69 | Yes | Yes | No | Status Only | False | 10/25/2019
1 |  | HEATON -WHITEMAR HEA-WHI | HEATON | 35 KV | HEA-WHI | HEATON -WHITEMAR HEA-WHI | 35 | Unknown | Yes | No | Not monitored, no status | False | 04/30/2020
1 | 220-71 | Hartman - N Wales 220-71 | HARTMAN | 230 KV | HAR-NWA | HARTMAN-NWALES 220-71 | 230 | Yes | Yes | Yes | Reliability & Markets | True | 12/12/2018
1 | 220-58 | Hartman - Warrington 220-58 | HARTMAN | 230 KV | HAR-WAR | HARTMAN-WARRINGT 220-58 | 230 | Yes | Yes | Yes | Reliability & Markets | True | 12/12/2018
1 | 220-51 | Heaton - Jarrett 220-51 | HEATON | 230 KV | HEA-JAR | HEATON-JARRET 220-51 | 230 | Yes | Yes | Yes | Reliability & Markets | True | 10/25/2019
1 | 130-31 | Heaton - Perkiomen 138 kV | HEATON | 138 KV | HEA-PER | HEATON-PERKIOME 130-31 | 138 | Yes | Yes | Yes | Reliability & Markets | True | 12/12/2018
1 | 220-57 | Heaton - Warminster 230 kV | HEATON | 230 KV | HEA-WRM | HEATON-WARMINST 220-57 | 230 | Yes | Yes | Yes | Reliability & Markets | True | 12/12/2018
1 | 220-73 | Heaton - Woodbourne 230 kV | HEATON | 230 KV | HEA-WOO | HEATON-WOODBOUR 220-73 | 230 | Yes | Yes | Yes | Reliability & Markets | True | 12/12/2018
1 | 220-56 | Holmesburg - Holmetap HOL-HOLT | HOLMESBU | 230 KV | HOL-HOLT | HOLMESBU-HOLMETAP 220-56 | 230 | Yes | Yes | Yes | Reliability & Markets | True | 12/12/2018
1 | 6606 | Holmesburg - Tacony HOL-TAC | HOLMESBU | 69 KV | HOL-TAC | HOLMESBU-TACONY 6606 | 69 | Yes | Yes | Yes | Reliability & Markets | False | 10/25/2019
1 | 220-56 | Holmetap - Rich PE 230 kV | HOLMETAP | 230 KV | HOLT-RIC | HOLMETAP-RICH PE 220-56 | 230 | Yes | Yes | Yes | Reliability & Markets | True | 12/12/2018
1 | 6641 | Island Road - Packer 6641 | ISLANDRD | 69 KV | ISL-PAC | ISLANDRD-PACKER 6641 | 69 | Yes | Yes | Yes | Reliability & Markets | False | 10/25/2019
1 | 220-75 | Island Road - Penrose 230 kV | ISLANDRD | 230 KV | ISL-PEN | ISLANDRD-PENROSE ISL-PEN | 230 | Yes | Yes | Yes | Reliability & Markets | True | 12/12/2018
1 | 6623 | Island Road - Schuylkill - 69 kV | ISLANDRD | 69 KV | ISL-SCH | ISLANDRD-SCHUYLKI 6623 | 69 | Yes | Yes | Yes | Reliability & Markets | False | 10/25/2019
1 | 6645 | Island Road - Sharon Hill 69 kV | ISLANDRD | 69 KV | ISL-SHA | ISLANDRD-SHARONHL 6645 | 69 | Yes | Yes | Yes | Reliability Non-BES | True | 06/01/2020
1 |  | JENKINTO-WHITEMAR JEN-WHI3 | JENKINTO | 35 KV | JEN-WHI3 | JENKINTO-WHITEMAR JEN-WHI3 | 35 | Unknown | Yes | No | Not monitored, no status | False | 04/30/2020
1 | 220-52 | Jarrett - Whitpain 230 kV | JARRET | 230 KV | JAR-WHI | JARRET-WHITPAIN 220-52 | 230 | Yes | Yes | Yes | Reliability & Markets | True | 12/12/2018
1 | 1 | Jenkintown - Elkin Jct 1 35 kV | JENKINTO | 35 KV | JEN-ELK1 | JENKINTO-ELKINJCT JEN-ELK1 | 35 | No | Yes | No | Not monitored, no status | False | 10/25/2019
1 | 2 | Jenkintown - Elkin Jct 2 35kV | JENKINTO | 35 KV | JEN-ELK2 | JENKINTO-ELKINJCT JEN-ELK2 | 35 | No | Yes | No | Not monitored, no status | False | 10/25/2019
1 | 220-26 | Jenkintown - Tabor 230 kV | JENKINTO | 230 KV | JEN-TAB | JENKINTO-TABOR 220-26 | 230 | Yes | Yes | Yes | Reliability & Markets | True | 12/12/2018
1 | 2 | Jenkintown - Whitemarsh #2 35 kV | JENKINTO | 35 KV | JEN-WHI2 | JENKINTO-WHITEMAR 2 | 35 | No | Yes | No | Not monitored, no status | False | 12/12/2018
1 | 220-17 | Jenkintown - Whitpain 230 kV | JENKINTO | 230 KV | JEN-WHI | JENKINTO-WHITEMAR 220-17 | 230 | Yes | Yes | Yes | Reliability & Markets | True | 12/12/2018
1 | 2 | Jenkintown - Wynncote 35 kV 2 | JENKINTO | 35 KV | JEN-WYN2 | JENKINTO-WYNCOTE JEN-WYN2 | 35 | No | Yes | No | Not monitored, no status | False | 12/12/2018
1 | 220-61 | LIMERICK-LOCK 220-61 | LIMERICK | 230 KV | LIM-LOC | LIMERICK-LOCK 220-61 | 230 | Yes | Yes | Yes | Reliability & Markets | True | 12/12/2018
1 | 220-97 | LINWDPE-POST 220-97 | LINWDPE | 230 KV | LIN-POS | LINWDPE-POST 220-97 | 230 | Yes | Yes | Yes | Reliability & Markets | True | 12/12/2018
1 | 5010 | Limerick - Peach Bottom - 500 kV | LIMERICK | 500 KV | LIM-PEA | LIMERICK-PEACHBOT 5010 | 500 | Yes | Yes | Yes | Reliability & Markets | True | 12/12/2018
1 | 5031 | Limerick - Whitpain 500 kV | LIMERICK | 500 KV | LIM-WHI1 | LIMERICK-WHITPAIN 5031 | 500 | Yes | Yes | Yes | Reliability & Markets | True | 12/12/2018
1 | 5030 | Limerick - Whitpain 500 kV | LIMERICK | 500 KV | LIM-WHI0 | LIMERICK-WHITPAIN 5030 | 500 | Yes | Yes | Yes | Reliability & Markets | True | 12/12/2018
1 | 6680 | Limerick Tap - Moser | LIMERTAP | 69 KV | LIM-MOS | LIMERTAP-MOSER LIM-MOS | 69 | Yes | Yes | Yes | Reliability & Markets | False | 10/25/2019
1 | 220-59 | Linton - Woodbourne 230 kV | LINTON | 230 KV | LIN-WOO | LINTON-WOODBOUR 220-59 | 230 | Yes | Yes | Yes | Reliability & Markets | True | 12/12/2018
1 | 1 | Llanerch - Overbrook 1 35 kV | LLANERCH | 35 KV | LLA-OVE | LLANERCH-OVERBROO LLA-OVE | 35 | No | Yes | No | Not monitored, no status | False | 12/12/2018
1 | 2 | Llanerch - Overbrook 2 35 kV | LLANERCH | 35 KV | LLA-OVE2 | LLANERCH-OVERBROO LLA-OVE2 | 35 | No | Yes | No | Not monitored, no status | False | 12/12/2018
1 | 6657 | Llanerch - Upper Darby 69 kV | LLANERCH | 69 KV | LLA-UPP | LLANERCH-UPPERDAR 6657 | 69 | Yes | Yes | Yes | Reliability & Markets | False | 10/25/2019
1 | 6632 | Lombard - Schuylkill 69 kV | LOMBARD | 69 KV | LOM-SCH2 | LOMBARD-SCHUYLKI 6632 | 69 | Yes | Yes | Yes | Reliability Non-BES | True | 07/25/2019
1 | 6627 | Lombard - Schuylkill 69 kV | LOMBARD | 69 KV | LOM-SCH7 | LOMBARD-SCHUYLKI 6627 | 69 | Yes | Yes | Yes | Reliability Non-BES | True | 07/25/2019
1 | 6633 | Lombard - Schuylkill 69 kV | LOMBARD | 69 KV | LOM-SCH3 | LOMBARD-SCHUYLKI 6633 | 69 | Yes | Yes | Yes | Reliability Non-BES | True | 07/25/2019
1 | 6616 | MASTER-PENCOYD 6616 LINE | MASTER | 69 KV | MAS-PENC | MASTER-PENCOYD MAS-PENC | 69 | Yes | Yes | No | Reliability & Markets | False | 03/22/2022
1 |  | MITALTAP-PLYMOUTH MIT-PLY1 | MITALTAP | 35 KV | MIT-PLY1 | MITALTAP-PLYMOUTH MIT-PLY1 | 35 | Unknown | Yes | No | Not monitored, no status | False | 09/02/2021
1 |  | MITALTAP-PLYMOUTH MIT-PLY2 | MITALTAP | 35 KV | MIT-PLY2 | MITALTAP-PLYMOUTH MIT-PLY2 | 35 | Unknown | Yes | No | Not monitored, no status | False | 09/02/2021
1 |  | MITALTAP-PLYMOUTH MIT-PLY3 | MITALTAP | 35 KV | MIT-PLY3 | MITALTAP-PLYMOUTH MIT-PLY3 | 35 | Unknown | Yes | No | Not monitored, no status | False | 09/02/2021
1 |  | MONROEPE-MIDD PE MID-MONR | MIDD PE | 35 KV | MID-MONR | MONROEPE-MIDD PE MID-MONR | 35 | Unknown | Yes | No | Not monitored, no status | False | 02/24/2021
1 |  | MONROEPE-WOODLYN MON-WOO1 | MONROEPE | 35 KV | MON-WOO1 | MONROEPE-WOODLYN MON-WOO1 | 35 | Unknown | Yes | No | Not monitored, no status | False | 02/24/2021
1 | 220-46 | MacDade - Ridley 230 kV | MACDADE | 230 KV | MAC-RID | MACDADE-RIDLEY 220-46 | 230 | Yes | Yes | Yes | Reliability & Markets | True | 12/12/2018
1 | 220-44 | Master - North Phila. 230 kV | MASTER | 230 KV | MAS-NPH | MASTER-NPHILADE 220-44 | 230 | Yes | Yes | Yes | Reliability & Markets | True | 12/12/2018
1 | 220-45 | Master - Parrish 230 kV | MASTER | 230 KV | MAS-PAR | MASTER-PARRISH 220-45 | 230 | Yes | Yes | Yes | Reliability & Markets | True | 12/12/2018
1 | 6608 | Master - University 69 kV | MASTER | 69 KV | MAS-UNI | MASTER-UNIVERSI 6608 | 69 | Yes | Yes | Yes | Reliability & Markets | False | 10/25/2019
1 | 6626 | Master - Westmoreland 69 kV | MASTER | 69 KV | MAS-WMO6 | MASTER-WMORELAN 6626 | 69 | Yes | Yes | Yes | Reliability & Markets | False | 10/25/2019
1 | 1 | Merck - North Wales #1 35 kV | MERCK | 35 KV | MER-NWA1 | MERCK-NWALES 1 | 35 | No | Yes | No | Not monitored, no status | False | 12/12/2018
1 | 2 | Merck - North Wales #2 35 kV | MERCK | 35 KV | MER-NWA2 | MERCK-NWALES 2 | 35 | No | Yes | No | Not monitored, no status | False | 12/12/2018
1 | 3 | Merck - North Wales #3 35 kV | MERCK | 35 KV | MER-NWA3 | MERCK-NWALES 3 | 35 | No | Yes | No | Not monitored, no status | False | 12/12/2018
1 | 2 | Middle - Woodlyn #2 35 kV | MIDD PE | 35 KV | MID-WOO2 | MIDD PE-WOODLYN 2 | 35 | No | Yes | No | Not monitored, no status | False | 12/12/2018
1 | 220-66 | Middletown - Morton 230 kV | MIDD PE | 230 KV | MID-MOR | MIDD PE-MORTON 220-66 | 230 | Yes | Yes | Yes | Reliability & Markets | True | 12/12/2018
1 | 220-46 | Morton - Ridley Tap 220-46 | MORTON | 230 KV | MOR-RID | MORTON-RIDLEY 220-46 | 230 | Yes | Yes | Yes | Reliability & Markets | True | 10/25/2019
1 | 220-07 | Muddy Run - Peach Bottom 230 kV Gen leads | MUDDYRN | 230 KV | MUD-PEA7 | MUDDYRN-PEACHBOT 220-07 | 230 | Yes | Yes | Yes | Reliability & Markets | True | 12/12/2018
1 | 220-06 | Muddy Run - Peach Bottom 230 kV Gen leads | MUDDYRN | 230 KV | MUD-PEA6 | MUDDYRN-PEACHBOT 220-06 | 230 | Yes | Yes | Yes | Reliability & Markets | True | 12/12/2018
1 | 6905 | NEWTOWNS-TREDYFFR NEW-TRE | NEWTOWNS | 69 KV | NEW-TRE | NEWTOWNS-TREDYFFR NEW-TRE | 69 | Yes | Yes | Yes | Reliability & Markets | False | 10/25/2019
1 | 220-77 | NPHILADE-WMORELAN 220-77 LINE | NPHILADE | 230 KV | NPH-WMO1 | NPHILADE-WMORELAN 220-77 | 230 | Yes | Yes | Yes | Reliability & Markets | True | 03/22/2022
1 | 6607 | NPHILADE-WMORELAN 6607 LINE | NPHILADE | 69 KV | NPH-WMO2 | NPHILADE-WMORELAN 6607 | 69 | Yes | Yes | Yes | Reliability & Markets | False | 03/22/2022
1 | 220-49 | North Phila. - Waneeta 230 kV | NPHILADE | 230 KV | NPH-WAN | NPHILADE-WANEETA 220-49 | 230 | Yes | Yes | Yes | Reliability & Markets | True | 12/12/2018
1 | 6638 | North Philadelphia - Tuna 69 kV | NPHILADE | 69 KV | NPH-TUN | NPHILADE-TUNA NPH-TUN | 69 | Yes | Yes | Yes | Reliability & Markets | False | 12/12/2018
1 | 220-16 | North Wales -Whitpain 220-16 | NWALES | 230 KV | NWA-WHI | NWALES-WHITPAIN 220-16 | 230 | Yes | Yes | Yes | Reliability & Markets | True | 12/12/2018
1 | 220-08 | Nottingham - Peach Bottom Tap | NOTTINGH | 230 KV | NOT-PEA | NOTTINGH-PEACHTAP 220-08 | 230 | Yes | Yes | Yes | Reliability & Markets | True | 12/12/2018
1 |  | Overbrook - Upper Darby 35 kV | OVERBROO | 35 KV | OVE-UPP | OVERBROO-UPPERDAR OVE-UPP | 35 | No | Yes | No | Not monitored, no status | False | 12/12/2018
1 |  | Overbrook - Wynnewood 35 kV | OVERBROO | 35 KV | OVE-WYN | OVERBROO-WYNNEWOO OVE-WYN | 35 | No | Yes | No | Not monitored, no status | False | 12/12/2018
1 | 220-20 | PARRISH-UPLANDPE 220-20 LINE | PARRISH | 230 KV | PAR-UPLA | PARRISH-UPLANDPE PAR-UPLA | 230 | Yes | Yes | Yes | Reliability & Markets | True | 03/22/2022
1 |  | PLYMOUTH-WHITEMAR PLY-WHIM | PLYMOUTH | 35 KV | PLY-WHIM | PLYMOUTH-WHITEMAR PLY-WHIM | 35 | Unknown | Yes | No | Not monitored, no status | False | 02/24/2021
1 | 6634 | Packer - Southwark 69 kV | PACKER | 69 KV | PAC-SWA | PACKER-SWARK 6634 | 69 | Yes | Yes | Yes | Reliability & Markets | False | 10/25/2019
1 | 220-27 | Parrish - Tunnel | PARRISH | 230 KV | PAR-TUN | PARRISH -TUNNEL PAR-TUN | 230 | Yes | Yes | Yes | Reliability & Markets | True | 12/12/2018
1 | 6631 | Passyunk - Schuylkill 69 kV | PASSYUNK | 69 KV | PAS-SCH1 | PASSYUNK-SCHUYLKI 6631 | 69 | Yes | Yes | Yes | Reliability & Markets | False | 10/25/2019
1 | 6630 | Passyunk - Schuylkill 69 kV | PASSYUNK | 69 KV | PAS-SCH0 | PASSYUNK-SCHUYLKI 6630 | 69 | Yes | Yes | Yes | Reliability Non-BES | True | 07/25/2019
1 | 6637 | Passyunk - Southwark 69 kV | PASSYUNK | 69 KV | PAS-SWA | PASSYUNK-SWARK 6637 | 69 | Yes | Yes | Yes | Reliability & Markets | False | 10/28/2019
1 | 5014 | Peach Bottom - Rock Springs PE/DPL 500KV Tie-line | PEACHBOT | 500 KV | PEA-ROC | PEACH BOTTOM-ROCKSPRI 5014 | 500 | Yes | Yes | Yes | Reliability & Markets | True | 12/12/2018
1 | 6674 | Pencoyd - Roxborough 69 kV | PENCOYD | 69 KV | PEN-ROX | PENCOYD-ROXBOROU 6674 | 69 | Yes | Yes | Yes | Reliability & Markets | False | 10/25/2019
1 | 6628 | Penn - Schuylkill 69 kV | PENN | 69 KV | PEN-SCH8 | PENN-SCHUYLKI 6628 | 69 | Yes | Yes | Yes | Reliability Non-BES | True | 07/25/2019
1 | 6621 | Penn - Schuylkill 69 kV | PENN | 69 KV | PEN-SCH1 | PENN-SCHUYLKI 6621 | 69 | Yes | Yes | Yes | Reliability Non-BES | True | 07/25/2019
1 | 220-79 | Perkiomen - Upper Providence 220-79 | PERKIOME | 230 KV | PER-UPP | PERKIOMEN-UPPERPRO 220-79 | 230 | Yes | Yes | Yes | Reliability & Markets | True | 12/12/2018
1 | 220-09 | Planebrook - Tredyffrin 230 kV | PLANEBRO | 230 KV | PLA-TRE9 | PLANEBRO-TREDYFFR 220-09 | 230 | Yes | Yes | Yes | Reliability & Markets | True | 12/12/2018
1 | 220-24 | Planebrook - Treydffrin - Upper Merion - Flint 230 | PLANEBRO | 230 KV | PLA-TRE4 | PLANEBRO-TREDYFFR 220-24 | 230 | Yes | Yes | Yes | Reliability & Markets | True | 12/12/2018
1 | 220-69 | Plymouth Meeting - Upper Merion 230 kV | PLYMOUTH | 230 KV | PLY-UPP | PLYMOUTH-UPPERMER 220-69 | 230 | Yes | Yes | Yes | Reliability & Markets | True | 12/12/2018
1 | 220-41 | Plymouth Meeting - Whitemarsh 230 kV | PLYMOUTH | 230 KV | PLY-WHI | PLYMOUTH-WHITEMAR 220-41 | 230 | Yes | Yes | Yes | Reliability & Markets | True | 12/12/2018
1 | 1 | Plymouth Meeting - Whitemarsh #1 35 kV | PLYMOUTH | 35 KV | PLY-WHI1 | PLYMOUTH-WHITEMAR 1 | 35 | No | Yes | No | Not monitored, no status | False | 12/12/2018
1 | 220-15 | Plymouth Meeting - Whitpain 230 kV | PLYMOUTH | 230 KV | PLY-WHI5 | PLYMOUTH-WHITPAIN 220-15 | 230 | Yes | Yes | Yes | Reliability & Markets | True | 12/12/2018
1 | 220-14 | Plymouth Meeting - Whitpain 230 kV | PLYMOUTH | 230 KV | PLY-WHI4 | PLYMOUTH-WHITPAIN 220-14 | 230 | Yes | Yes | Yes | Reliability & Markets | True | 12/12/2018
1 | 220-13 | Plymouth Meeting - Whitpain 230 kV | PLYMOUTH | 230 KV | PLY-WHI3 | PLYMOUTH-WHITPAIN 220-13 | 230 | Yes | Yes | Yes | Reliability & Markets | True | 12/12/2018
1 | 220-46 | Printz - Ridley 220-46 | PRINTZ | 230 KV | PRI-RID | PRINTZ-RIDLEY 220-46 | 230 | Yes | Yes | Yes | Reliability & Markets | True | 12/12/2018
1 | 220-42 | Pulaski - Wayne Junction 230 kV | PULASKI | 230 KV | PUL-WAY | PULASKI-WAYNEJCT 220-42 | 230 | Yes | Yes | Yes | Reliability & Markets | True | 12/12/2018
1 | 220-41 | Pulaski - Whitemarsh 230 kV | PULASKI | 230 KV | PUL-WHI | PULASKI-WHITEMAR 220-41 | 230 | Yes | Yes | Yes | Reliability & Markets | True | 12/12/2018
1 | 220-76 | RAD Grays Ferry 230 kV - Grays Ferry Co-Gen 230 kV | GRAYFR_1 | 230 KV | GRA-GRA | GRAYFR_1-GRAYSFER 220-76 | 230 | Yes | Yes | Yes | Reliability & Markets | True | 12/12/2018
1 | 130-34 | RAD MontCo (Covanta Plymouth) 138 kV | MONTCO | 138 KV | MON-PLY | MONTCO-PLYMOUTH 130-34 | 138 | Yes | Yes | Yes | Reliability & Markets | True | 12/12/2018
1 | 130-38 | ROLL PE - STEELTAP ROL-STE 138 kV | ROLL PE | 138 KV | ROL-STE | ROLL PE -STEELTAP ROL-STE | 138 | Yes | Yes | Yes | Reliability & Markets | True | 12/12/2018
1 | 1 | ROLL PE - USSTEEL ROL-USS1 | ROLL PE | 69 KV | ROL-USS1 | ROLL PE -USSTEEL ROL-USS1 | 69 | No | Yes | No | Not monitored, no status | False | 12/12/2018
1 | 2 | ROLL PE - USSTEEL ROL-USS2 | ROLL PE | 69 KV | ROL-USS2 | ROLL PE -USSTEEL ROL-USS2 | 69 | No | Yes | No | Not monitored, no status | False | 12/12/2018
1 | 220-65 | ROXBOROU-WMORELAN 220-65 LINE | ROXBOROU | 230 KV | ROX-WMO1 | ROXBOROU-WMORELAN 220-65 | 230 | Yes | Yes | Yes | Reliability & Markets | True | 03/22/2022
1 | 6675 | ROXBOROU-WMORELAN 6675 LINE | ROXBOROU | 69 KV | ROX-WMO2 | ROXBOROU-WMORELAN 6675 | 69 | Yes | Yes | Yes | Reliability & Markets | False | 03/22/2022
1 | 6605 | Richmond - Tacony 69 kV | RICH PE | 69 KV | RIC-TAC | RICH PE-TACONY 6605 | 69 | Yes | Yes | Yes | Reliability & Markets | False | 10/24/2019
1 | 220-35 | Richmond - Waneeta 230 kV | RICH PE | 230 KV | RIC-WAN | RICH PE-WANEETA 220-35 | 230 | Yes | Yes | Yes | Reliability & Markets | True | 12/12/2018
1 | 6603 | Richmond - Westmoreland 69 kV | RICH PE | 69 KV | RIC-WMO3 | RICH PE-WMORELAN 6603 | 69 | Yes | Yes | Yes | Reliability & Markets | False | 10/24/2019
1 | 6607 | Richmond - Westmoreland. 69 kV | RICH PE | 69 KV | RIC-WMO7 | RICH PE-WMORELAN 6607 | 69 | Yes | Yes | Yes | Reliability & Markets | False | 10/25/2019
1 | 220-65 | Roxborough - Whitpain 230 kV | ROXBOROU | 230 KV | ROX-WHI | ROXBOROU-WHITPAIN 220-65 | 230 | Yes | Yes | Yes | Reliability & Markets | True | 12/12/2018
1 | 6609 | Schuylkill - University 69 kV | SCHUYLKI | 69 KV | SCH-UNI | SCHUYLKI-UNIVERSI 6609 | 69 | Yes | Yes | Yes | Reliability & Markets | False | 10/25/2019
1 | 6642 | Schuylkill - Waverly 6642 69 KV | SCHUYLKI | 69 KV | SCH-WAV | SCHUYLKI-WAVERLY1 | 69 | Yes | Yes | Yes | Reliability & Markets | False | 10/25/2019
1 | 1 | Sharon Hill - Woodlyn 1 35 kV | SHARONHI | 35 KV | SHA-WOO | SHARONHI-WOODLYN | 35 | No | Yes | No | Not monitored, no status | False | 12/12/2018
1 | 2 | Sharon Hill - Woodlyn 2 35 kV | SHARONHI | 35 KV | SHA-WOO2 | SHARONHI-WOODLYNJ SHA-WOO2 | 35 | No | Yes | No | Not monitored, no status | False | 12/12/2018
1 | 6635 | Southwark - Waverly 69 KV | SWARK | 69 KV | SWA-WAV | SWARK-WAVERLY1 | 69 | Yes | Yes | Yes | Reliability & Markets | False | 10/25/2019
1 | 220-28 | Tabor - WayneJCT. 230 kV | TABOR | 230 KV | TAB-WAY | TABOR-WAYNEJCT 220-28 | 230 | Yes | Yes | Yes | Reliability & Markets | True | 12/12/2018
1 | 220-09 | Tredyffrin - Upper Merion 230 kV | TREDYFFR | 230 KV | TRE-UPP9 | TREDYFFR-UPPERMER 220-09 | 230 | Yes | Yes | Yes | Reliability & Markets | True | 12/12/2018
1 | 220-24 | Treydffrin - Upper Merion - Flint 230 | TREDYFFR | 230 KV | TRE-UPP4 | TREDYFFR-UPPERMER 220-24 | 230 | Yes | Yes | Yes | Reliability & Markets | True | 12/12/2018
1 | 130-02 | Tuna - Waneeta 138 kV | TUNA | 138 KV | TUN-WAN | TUNA-WANEETA 130-02 | 138 | Yes | Yes | Yes | Reliability & Markets | True | 12/12/2018
1 |  | UPPERMER-WAYNETAP 1700 | UPPERMER | 35 KV | UPP-WAY | UPPERMER-WAYNETAP 1700 | 35 | Unknown | Yes | No | Not monitored, no status | False | 04/30/2020
1 | 220-42 | Waneeta - Wayne Junction 230 kV | WANEETA | 230 KV | WAN-WAY2 | WANEETA-WAYNEJCT 220-42 | 230 | Yes | Yes | Yes | Reliability & Markets | True | 12/12/2018
1 | 220-28 | Waneeta - WayneJCT. - 230 kV | WANEETA | 230 KV | WAN-WAY8 | WANEETA-WAYNEJCT 220-28 | 230 | Yes | Yes | Yes | Reliability & Markets | True | 12/12/2018
1 | 2 | Wayne PE - Upper Merion 2 35 kV | WAYNE PE | 35 KV | WAY-UPP2 | WAYNE PE-UPPERMER WAY-UPP2 | 35 | No | Yes | No | Not monitored, no status | False | 12/12/2018
1 |  | Wayne Tap - Wayne PE 35 kV | WAYNETAP | 35 KV | WAY-WAY | WAYNETAP-WAYNE PE WAY-WAY | 35 | No | Yes | No | Not monitored, no status | False | 12/12/2018
1 | 1 | WaynePE - Upper Merion 1 35 kV | WAYNE PE | 35 KV | WAY-UPP | WAYNE PE-UPPERMER WAY-UPP | 35 | No | Yes | No | Not monitored, no status | False | 12/12/2018
1 |  | Whitemarsh - Wynncote 35 kV | WHITEMAR | 35 KV | WHI-WYN | WHITEMAR-WYNCOTE WHI-WYN | 35 | No | Yes | No | Not monitored, no status | False | 12/12/2018
1 | 220-17 | Whitpain - Whitemarsh 230 kV | WHITEMAR | 230 KV | WHI-WHI | WHITEMAR-WHITPAIN 220-17 | 230 | Yes | Yes | Yes | Reliability & Markets | True | 12/12/2018
1 |  | Woodlyn - Woodlyn Jct. 35 kV | WOODLYN | 35 KV | WOO-WOO | WOODLYN -WOODLYNJ WOO-WOO | 35 | No | Yes | No | Not monitored, no status | False | 12/12/2018
2 | 1 | Angora #1 69 kV | ANGORA | 69 KV | ANG 1TR | ANGORA ANG 1TR XFORMER | 69 | No | Yes | No | Not monitored, no status | False | 12/12/2018
2 | 2 | Angora #2 69 kV | ANGORA | 69 KV | ANG 2TR | ANGORA ANG 2TR XFORMER | 69 | No | Yes | No | Not monitored, no status | False | 12/12/2018
2 | 4 | Bala #4 230/13 kV | BALA | 230 KV | BALA4TR | BALA BALA4TR XFORMER | 230 | No | Yes | No | Not monitored, no status | True | 04/30/2020
2 | 6 | Bala #6 230/13 kV | BALA | 230 KV | BALA6TR | BALA BALA6TR XFORMER | 230 | No | Yes | No | Not monitored, no status | True | 04/30/2020
2 | 8 | Barbadoes #8 230 kV | BARBADOS | 230 KV | BARB 8 | BARBADOS BARB 8 XFORMER | 230 | No | Yes | No | Not monitored, no status | True | 04/30/2020
2 | 9 | Barbadoes #9 230 kV | BARBADOS | 230 KV | BARB 9 | BARBADOS BARB 9 XFORMER | 230 | No | Yes | No | Not monitored, no status | True | 04/30/2020
2 | 1 | Biles TX1 138/69KV Transformer | BILES | 138 KV | TX1 | BILES TX1 XFORMER | 138 | No | Yes | No | Not monitored, no status | True | 04/30/2020
2 | 2 | Biles TX2 138/69KV Transformer | BILES | 138 KV | TX2 | BILES TX2 XFORMER | 138 | No | Yes | No | Not monitored, no status | True | 04/30/2020
2 | 1 | Blue Grass #1 138 kV | BLUEGRAS | 138 KV | BLU 1TR | BLUEGRAS BLU 1TR XFORMER | 138 | No | Yes | No | Not monitored, no status | True | 04/30/2020
2 | 3 | Blue Grass #3 138 kV | BLUEGRAS | 138 KV | BLU 3TR | BLUEGRAS BLU 3TR XFORMER | 138 | No | Yes | No | Not monitored, no status | True | 04/30/2020
2 | 4 | Blue Grass #4 138 kV | BLUEGRAS | 138 KV | BLU 4TR | BLUEGRAS BLU 4TR XFORMER | 138 | No | Yes | No | Not monitored, no status | True | 04/30/2020
2 | 5 | Blue Grass #5 138 kV | BLUEGRAS | 138 KV | BLU 5TR | BLUEGRAS BLU 5TR XFORMER | 138 | No | Yes | No | Not monitored, no status | True | 04/30/2020
2 | 6 | Blue Grass #6 138 kV | BLUEGRAS | 138 KV | BLU 6TR | BLUEGRAS BLU 6TR XFORMER | 138 | No | Yes | No | Not monitored, no status | True | 04/30/2020
2 | 1 | Bradford #1 230 kV | BRADFORD | 230 KV | BRAD1TR | BRADFORD BRAD1TR XFORMER | 230 | No | Yes | No | Not monitored, no status | True | 04/30/2020
2 | 2 | Bradford #2 230 kV | BRADFORD | 230 KV | BRAD2TR | BRADFORD BRAD2TR XFORMER | 230 | No | Yes | No | Not monitored, no status | True | 04/30/2020
2 | 1 | Bryn Mawr #1 138/35 kV | BRYNMAWR | 138 KV | BRYNMR1 | BRYNMAWR BRYNMR1 XFORMER | 138 | No | Yes | No | Not monitored, no status | True | 04/30/2020
2 | 3 | Bryn Mawr #3 138/35 kV | BRYNMAWR | 138 KV | BRYNMR3 | BRYNMAWR BRYNMR3 XFORMER | 138 | No | Yes | No | Not monitored, no status | True | 04/30/2020
2 | 19 | Bryn Mawr 138/13.8 kV 19 TR | BRYNMAWR | 138 KV | 19TR | BRYNMAWR 19TR | 138 | No | Yes | No | Not monitored, no status | True | 04/30/2020
2 | 20 | Bryn Mawr 138/13.8 kV 20TR | BRYNMAWR | 138 KV | 20TR | BRYNMAWR 20TR | 138 | No | Yes | No | Not monitored, no status | True | 04/30/2020
2 | 2 | Buckingham #2 230 kV | BUCKINGH | 230 KV | BUCK2TR | BUCKINGH BUCK2TR XFORMER | 230 | No | Yes | No | Not monitored, no status | True | 04/30/2020
2 | 3 | Buckingham #3 230 kV | BUCKINGH | 230 KV | BUCK3TR | BUCKINGH BUCK3TR XFORMER | 230 | No | Yes | No | Not monitored, no status | True | 04/30/2020
2 | 4 | Buckingham #4 230 kV | BUCKINGH | 230 KV | BUCK4TR | BUCKINGH BUCK4TR XFORMER | 230 | No | Yes | No | Not monitored, no status | True | 04/30/2020
2 | 5 | Buckingham #5 230 kV | BUCKINGH | 230 KV | BUCK5TR | BUCKINGH BUCK5TR XFORMER | 230 | No | Yes | No | Not monitored, no status | True | 04/30/2020
2 | 1 | Burholme #1 69 kV | BURHOLME | 69 KV | BUR1TR | BURHOLME BUR1TR XFORMER | 69 | No | Yes | No | Not monitored, no status | False | 12/12/2018
2 | 2 | Burholme #2 69 kV | BURHOLME | 69 KV | BUR2TR | BURHOLME BUR2TR XFORMER | 69 | No | Yes | No | Not monitored, no status | False | 12/12/2018
2 | 3 | Burholme #3 69 kV | BURHOLME | 69 KV | BUR3TR | BURHOLME BUR3TR XFORMER | 69 | No | Yes | No | Not monitored, no status | False | 12/12/2018
2 | 4 | Burholme #4 69 kV | BURHOLME | 69 KV | BUR4TR | BURHOLME BUR4TR XFORMER | 69 | No | Yes | No | Not monitored, no status | False | 12/12/2018
2 | 5 | Burholme #5 69 kV | BURHOLME | 69 KV | BUR5TR | BURHOLME BUR5TR XFORMER | 69 | No | Yes | No | Not monitored, no status | False | 12/12/2018
2 | 6 | Burholme #6 69 kV | BURHOLME | 69 KV | BUR6TR | BURHOLME BUR6TR XFORMER | 69 | No | Yes | No | Not monitored, no status | False | 12/12/2018
2 | 17 | Byberry #17 138 kV | BYBERRY | 138 KV | BYB17TR | BYBERRY BYB17TR XFORMER | 138 | No | Yes | No | Not monitored, no status | True | 04/30/2020
2 | 18 | Byberry #18 138 kV | BYBERRY | 138 KV | BYB18TR | BYBERRY BYB18TR XFORMER | 138 | No | Yes | No | Not monitored, no status | True | 04/30/2020
2 | 19 | Byberry #19 138 kv | BYBERRY | 138 KV | BYB19TR | BYBERRY BYB19TR XFORMER | 138 | No | Yes | No | Not monitored, no status | True | 04/30/2020
2 | 2 | Byberry #2 138 kV | BYBERRY | 138 KV | BYB 2TR | BYBERRY BYB 2TR XFORMER | 138 | No | Yes | No | Not monitored, no status | True | 04/30/2020
2 | 20 | Byberry #20 138 kV | BYBERRY | 138 KV | BYB20TR | BYBERRY BYB20TR XFORMER | 138 | No | Yes | No | Not monitored, no status | True | 04/30/2020
2 | 21 | Byberry #21 138 kV | BYBERRY | 138 KV | BYB21TR | BYBERRY BYB21TR XFORMER | 138 | No | Yes | No | Not monitored, no status | True | 04/30/2020
2 | 3 | Byberry #3 138/69 kV | BYBERRY | 138 KV | BYB3TR | BYBERRY BYB3TR XFORMER | 138 | Yes | Yes | Yes | Reliability & Markets | True | 12/12/2018
2 | 4 | Byberry #4 138/69 kV | BYBERRY | 138 KV | BYB4TR | BYBERRY BYB4TR XFORMER | 138 | Yes | Yes | Yes | Reliability & Markets | True | 12/12/2018
2 | 6 | Byberry #6 230/138 kV | BYBERRY | 230 KV | BYB 6TR | BYBERRY BYB 6TR XFORMER | 230 | Yes | Yes | Yes | Reliability & Markets | True | 12/12/2018
2 | 1 | CENTERPOINT #1 500/230 kV | CENTERPT | 500 KV | CEN 1TR | CENTERPT CEN 1TR XFORMER | 500 | Yes | Yes | Yes | Reliability & Markets | True | 12/12/2018
2 |  | COOPERPE TX XFORMER | COOPERPE | 230 KV | TX | COOPERPE TX XFORMER | 230 | Yes | Yes | Yes | Status Only | True | 04/30/2020
2 |  | CROMBY CROM8TR XFORMER | CROMBY | 69 KV | CROM8TR | CROMBY CROM8TR XFORMER | 69 | Unknown | Yes | No | Not monitored, no status | False | 04/30/2020
2 |  | CROMBY CROM9TR XFORMER | CROMBY | 69 KV | CROM9TR | CROMBY CROM9TR XFORMER | 69 | Unknown | Yes | No | Not monitored, no status | False | 04/30/2020
2 | 1 | Callow Hill #1 138 kV | CALLOWHI | 138 KV | CAL 1TR | CALLOWHI CAL 1TR XFORMER | 138 | No | Yes | No | Not monitored, no status | True | 04/30/2020
2 | 2 | Callow Hill #2 138 kV | CALLOWHI | 138 KV | CAL 2TR | CALLOWHI CAL 2TR XFORMER | 138 | No | Yes | No | Not monitored, no status | True | 04/30/2020
2 | 3 | Callow Hill #3 138 kV | CALLOWHI | 138 KV | CAL 3TR | CALLOWHI CAL 3TR XFORMER | 138 | No | Yes | No | Not monitored, no status | True | 04/30/2020
2 | 4 | Callow Hill #4 138 kV | CALLOWHI | 138 KV | CAL 4TR | CALLOWHI CAL 4TR XFORMER | 138 | No | Yes | No | Not monitored, no status | True | 04/30/2020
2 | 5 | Callow Hill #5 138 kV | CALLOWHI | 138 KV | CAL 5TR | CALLOWHI CAL 5TR XFORMER | 138 | No | Yes | No | Not monitored, no status | True | 04/30/2020
2 | 6 | Callow Hill #6 138 kV | CALLOWHI | 138 KV | CAL 6TR | CALLOWHI CAL 6TR XFORMER | 138 | No | Yes | No | Not monitored, no status | True | 04/30/2020
2 | 7 | Callow Hill #7 138 kV | CALLOWHI | 138 KV | CAL 7TR | CALLOWHI CAL 7TR XFORMER | 138 | No | Yes | No | Not monitored, no status | True | 04/30/2020
2 | 8 | Callow Hill #8 138 kV | CALLOWHI | 138 KV | CAL 8TR | CALLOWHI CAL 8TR XFORMER | 138 | No | Yes | No | Not monitored, no status | True | 04/30/2020
2 | 9 | Callow Hill #9 138 kV | CALLOWHI | 138 KV | CAL 9TR | CALLOWHI CAL 9TR XFORMER | 138 | No | Yes | No | Not monitored, no status | True | 04/30/2020
2 | 1 | Cedarbrook #1 69 kV | CEDARBRO | 69 KV | CED 1TR | CEDARBRO CED 1TR XFORMER | 69 | No | Yes | No | Not monitored, no status | False | 12/12/2018
2 | 2 | Cedarbrook #2 69 kV | CEDARBRO | 69 KV | CED 2TR | CEDARBRO CED 2TR XFORMER | 69 | No | Yes | No | Not monitored, no status | False | 12/12/2018
2 | 3 | Cedarbrook #3 69 kV | CEDARBRO | 69 KV | CED 3TR | CEDARBRO CED 3TR XFORMER | 69 | No | Yes | No | Not monitored, no status | False | 12/12/2018
2 | 4 | Cedarbrook #4 69 kV | CEDARBRO | 69 KV | CED 4TR | CEDARBRO CED 4TR XFORMER | 69 | No | Yes | No | Not monitored, no status | False | 12/12/2018
2 | 38 | Chester #38 69 kV | CHESTER | 35 KV | CHE38TR | CHESTER CHE38TR | 35 | No | Yes | No | Not monitored, no status | False | 12/12/2018
2 | 48 | Chester #48 69 kV | CHESTER | 69 KV | CHE48TR | CHESTER CHE48TR XFORMER | 69 | No | Yes | No | Not monitored, no status | False | 12/12/2018
2 | 52 | Chester #52 69 kV | CHESTER | 69 KV | CHE52TR | CHESTER CHE52TR XFORMER | 69 | Yes | Yes | Yes | Reliability & Markets | False | 12/12/2018
2 | 7 | Chichester 138/69KV T7 | CHICHEST | 138 KV | CHI 7TR | CHICHEST 7TR XFORMER | 138 | Yes | Yes | Yes | Reliability & Markets | True | 12/12/2018
2 | 8 | Chichester 138/69KV T8 | CHICHEST | 138 KV | CHI 8TR | CHICHEST 8TR XFORMER | 138 | Yes | Yes | Yes | Reliability & Markets | True | 12/12/2018
2 | 9A | Chichester 230/138KV T9A | CHICHEST | 230 KV | 9A | CHICHEST 9A XFORMER | 230 | Yes | Yes | Yes | Reliability & Markets | True | 12/12/2018
2 | 9B | Chichester 230/138KV T9B | CHICHEST | 230 KV | 9B | CHICHEST 9B XFORMER | 230 | Yes | Yes | Yes | Reliability & Markets | True | 12/12/2018
2 | 1 | Clay T1 230/35 KV Transformer | CLAY PE | 230 KV | CLAY1TR | CLAY PE CLAY1TR XFORMER | 230 | No | Yes | No | Not monitored, no status | True | 04/30/2020
2 | 2 | Clay T2 230/35 KV Transformer | CLAY PE | 230 KV | CLAY2TR | CLAY PE CLAY2TR XFORMER | 230 | No | Yes | No | Not monitored, no status | True | 04/30/2020
2 | 1 | Concord #1 230 kV | CONC PE | 230 KV | CON 1TR | CONC PE CON 1TR XFORMER | 230 | No | Yes | No | Not monitored, no status | True | 04/30/2020
2 | 2 | Concord #2 230 kV | CONC PE | 230 KV | CON 2TR | CONC PE CON 2TR XFORMER | 230 | No | Yes | No | Not monitored, no status | True | 04/30/2020
2 | 1 | Crescent #1 138 kV | CRESCENT | 138 KV | CRS 1TR | CRESCENT CRS 1TR XFORMER | 138 | No | Yes | No | Not monitored, no status | True | 04/30/2020
2 | 2 | Crescent #2 138 kV | CRESCENT | 138 KV | CRS 2TR | CRESCENT CRS 2TR XFORMER | 138 | No | Yes | No | Not monitored, no status | True | 04/30/2020
2 | 3 | Crescent #3 138 kV | CRESCENT | 138 KV | CRS 3TR | CRESCENT CRS 3TR XFORMER | 138 | No | Yes | No | Not monitored, no status | True | 04/30/2020
2 | 4 | Crescent #4 138 kV | CRESCENT | 138 KV | CRS 4TR | CRESCENT CRS 4TR XFORMER | 138 | No | Yes | No | Not monitored, no status | True | 04/30/2020
2 | 5 | Crescent #5 138 kV | CRESCENT | 138 KV | CRS 5TR | CRESCENT CRS 5TR XFORMER | 138 | No | Yes | No | Not monitored, no status | True | 04/30/2020
2 | 7 | Crescent #7 138 kV | CRESCENT | 138 KV | CRS 7TR | CRESCENT CRS 7TR XFORMER | 138 | No | Yes | No | Not monitored, no status | True | 04/30/2020
2 | 7 | Cromby #7 230/35 kV | CROMBY | 230 KV | CROM7TR | CROMBY CROM7TR XFORMER | 230 | No | Yes | No | Not monitored, no status | True | 04/30/2020
2 | 3 | Cromby 138/69 kV | CROMBY | 138 KV | CROM3TR | CROMBY CROM3TR XFORMER | 138 | Yes | Yes | Yes | Reliability & Markets | True | 12/12/2018
2 | 4 | Cromby 138/69 kV | CROMBY | 138 KV | CROM4TR | CROMBY CROM4TR XFORMER | 138 | Yes | Yes | Yes | Reliability & Markets | True | 12/12/2018
2 | 5 | Cromby 230/69 kV | CROMBY | 230 KV | CROM5TR | CROMBY CROM5TR XFORMER | 230 | Yes | Yes | Yes | Reliability & Markets | True | 12/12/2018
2 | 6 | Cromby 230/69 kV | CROMBY | 230 KV | CROM6TR | CROMBY CROM6TR XFORMER | 230 | Yes | Yes | Yes | Reliability & Markets | True | 12/12/2018
2 | 1 | Croydon 230/13.2 kV | CROYDON | 230 KV | CROY 1 | CROYDON CROY 1 XFORMER | 230 | No | Yes | No | Not monitored, no status | True | 04/30/2020
2 | 3 | Croydon 230/13.2 kV | CROYDON | 230 KV | CROY 3 | CROYDON CROY 3 XFORMER | 230 | No | Yes | No | Not monitored, no status | True | 04/30/2020
2 |  | DLTAPLNT UAT1 XFORMER | DLTAPLNT | 13.8 KV | UAT1 | DLTAPLNT UAT1 XFORMER | 13.8 | Unknown | Yes | No | Not monitored, no status | False | 04/30/2020
2 | 1 | Delaware 69/13.8 kV | DELA PE | 69 KV | DEL 1TR | DELA PE DEL 1TR XFORMER | 69 | Yes | Yes | Low | Reliability & Markets | True | 06/10/2020
2 |  | EAGLE PE EAGL1TR XFORMER | EAGLE PE | 69 KV | EAGL1TR | EAGLE PE EAGL1TR XFORMER | 69 | Unknown | Yes | No | Not monitored, no status | False | 04/30/2020
2 |  | EAGLE PE EAGL2TR XFORMER | EAGLE PE | 69 KV | EAGL2TR | EAGLE PE EAGL2TR XFORMER | 69 | Unknown | Yes | No | Not monitored, no status | False | 04/30/2020
2 | 4 | ELMWOOD 4TR | ELMWOOD | 230 KV | 4TR | ELMWOOD 4TR | 230 | No | Yes | No | Not monitored, no status | True | 04/30/2020
2 | 6 | ELMWOOD 6TR | ELMWOOD | 230 KV | 6TR | ELMWOOD 6TR | 230 | No | Yes | No | Not monitored, no status | True | 04/30/2020
2 | 4 | Eddington #4 230 kV | EDDINGTO | 230 KV | EDNG4TR | EDDINGTO EDNG4TR XFORMER | 230 | No | Yes | No | Not monitored, no status | True | 04/30/2020
2 | 5 | Eddington #6 230 kV | EDDINGTO | 230 KV | EDNG6TR | EDDINGTO EDNG6TR XFORMER | 230 | No | Yes | No | Not monitored, no status | True | 04/30/2020
2 | 9 | Eddystone #9 230/138 kV | EDDYSTON | 230 KV | TR9 | EDDYSTON TR9 XFORMER | 230 | Yes | Yes | Yes | Reliability & Markets | True | 10/25/2019
2 | 5 | Eddystone 138/69 Kv 5TR | EDDYSTON | 138 KV | EDD 5TR | EDDYSTON EDD 5TR XFORMER | 138 | Yes | Yes | Yes | Reliability & Markets | True | 12/12/2018
2 | 8 | Eddystone 230/138 kV 8TR | EDDYSTON | 230 KV | EDDY 8 | EDDYSTON EDDY 8 XFORMER | 230 | Yes | Yes | Yes | Reliability & Markets | True | 12/12/2018
2 | 9 | Emilie #9 230/138 kV | EMILIE | 230 KV | TR9 | EMILIE TR9 XFORMER | 230 | Yes | Yes | Yes | Reliability & Markets | True | 10/25/2019
2 | 1 | Emilie 1TR 230/13 KV Transformer | EMILIE | 230 KV | EMIL1TR | EMILIE EMIL1TR XFORMER | 230 | No | Yes | No | Status Only | True | 04/30/2020
2 | 2 | Emilie 2TR 230/13 KV Transformer | EMILIE | 230 KV | EMIL2TR | EMILIE EMIL2TR XFORMER | 230 | No | Yes | No | Status Only | True | 04/30/2020
2 | 5 | Emilie 5TR 230/35 KV Transformer | EMILIE | 230 KV | EMIL5TR | EMILIE EMIL5TR XFORMER | 230 | No | Yes | No | Status Only | True | 04/30/2020
2 | 6 | Emilie 6TR 230/35 KV Transformer | EMILIE | 230 KV | EMIL6TR | EMILIE EMIL6TR XFORMER | 230 | No | Yes | No | Status Only | True | 04/30/2020
2 | 7 | Emilie 7TR 230/138 KV Transformer | EMILIE | 230 KV | EMIL7TR | EMILIE EMIL7TR XFORMER | 230 | Yes | Yes | Yes | Reliability & Markets | True | 12/12/2018
2 | 8 | Emilie 8TR 230/138 KV Transformer | EMILIE | 230 KV | EMIL8TR | EMILIE 8TR XFORMER | 230 | Yes | Yes | Yes | Reliability & Markets | True | 12/12/2018
2 | 1 | Falls #1 138 kv | FALLS | 138 KV | FALL1TR | FALLS FALL1TR XFORMER | 138 | Yes | Yes | Yes | Reliability & Markets | True | 10/08/2019
2 | 2 | Falls #2 138 kV | FALLS | 138 KV | FALL2TR | FALLS FALL2TR XFORMER | 138 | Yes | Yes | Yes | Reliability & Markets | True | 10/08/2019
2 | 2 | Flint #2 230 kV | FLINT | 230 KV | FLNT2TR | FLINT FLNT2TR XFORMER | 230 | No | Yes | No | Not monitored, no status | True | 04/30/2020
2 | 3 | Flint #3 230 kV | FLINT | 230 KV | FLNT3TR | FLINT FLNT3TR XFORMER | 230 | No | Yes | No | Not monitored, no status | True | 04/30/2020
2 | 1 | Foulk #1 230 kV | FOULK | 230 KV | FOU 1TR | FOULK FOU 1TR XFORMER | 230 | No | Yes | No | Not monitored, no status | True | 04/30/2020
2 | 2 | Foulk #2 230 kV | FOULK | 230 KV | FOU 2TR | FOULK FOU 2TR XFORMER | 230 | No | Yes | No | Not monitored, no status | True | 04/30/2020
2 | 4 | Foxchase #4 138 kV | FOXCHASE | 138 KV | FOX 4TR | FOXCHASE FOX 4TR XFORMER | 138 | No | Yes | No | Not monitored, no status | True | 04/30/2020
2 | 6 | Foxchase #6 138 kV | FOXCHASE | 138 KV | FOX 6TR | FOXCHASE FOX 6TR XFORMER | 138 | No | Yes | No | Not monitored, no status | True | 04/30/2020
2 | 1 | Goshen #1 69 kV | GOSHEN | 69 KV | TR 1 | GOSHEN TR 1 XFORMER | 69 | No | Yes | No | Not monitored, no status | False | 12/12/2018
2 | 2 | Goshen #2 69 kV | GOSHEN | 69 KV | TR 2 | GOSHEN TR 2 XFORMER | 69 | No | Yes | No | Not monitored, no status | False | 12/12/2018
2 | 3 | Goshen #3 69 kV | GOSHEN | 69 KV | TR 3 | GOSHEN TR 3 XFORMER | 69 | No | Yes | No | Not monitored, no status | False | 12/12/2018
2 | 1 | Grays Ferry T1 230/13KV Transformer | GRAYSFER | 230 KV | 1TRAN | GRAYSFER 1TRAN | 230 | No | Yes | No | Not monitored, no status | True | 04/30/2020
2 | 2 | Grays Ferry T2 230/13KV Transformer | GRAYSFER | 230 KV | 2TRAN | GRAYSFER 2TRAN | 230 | No | Yes | No | Not monitored, no status | True | 04/30/2020
2 | 3 | Grays Ferry T3 230/13KV Transformer | GRAYSFER | 230 KV | 3TRAN | GRAYSFER 3TRAN | 230 | No | Yes | No | Not monitored, no status | True | 04/30/2020
2 | 9 | Grays Ferry T9 230/69KV Transformer | GRAYSFER | 230 KV | 9TRAN | GRAYSFER 9TRAN XFORMER | 230 | Yes | Yes | Yes | Reliability & Markets | True | 12/12/2018
2 | 1 | Heaton #1 138/35 kV | HEATON | 138 KV | HEA 1TR | HEATON HEA 1TR XFORMER | 138 | No | Yes | No | Not monitored, no status | True | 04/30/2020
2 | 2 | Heaton #2 138/35 kV | HEATON | 138 KV | HEA 2TR | HEATON HEA 2TR XFORMER | 138 | No | Yes | No | Not monitored, no status | True | 04/30/2020
2 | 3 | Heaton #3 138/13.8 kV | HEATON | 138 KV | HEA 3TR | HEATON HEA 3TR XFORMER | 138 | No | Yes | No | Not monitored, no status | True | 04/30/2020
2 | 4 | Heaton #4 138/13.8 kV | HEATON | 138 KV | HEA 4TR | HEATON HEA 4TR XFORMER | 138 | No | Yes | No | Not monitored, no status | True | 04/30/2020
2 | 8 | Heaton #8 230/138 kV | HEATON | 230 KV | HEA 8TR | HEATON HEA 8TR XFORMER | 230 | Yes | Yes | Yes | Reliability & Markets | True | 10/25/2019
2 | 9 | Heaton #9 230/138 kV | HEATON | 230 KV | HEA 9TR | HEATON HEA 9TR XFORMER | 230 | Yes | Yes | Yes | Reliability & Markets | True | 12/12/2018
2 | 11 | Holmesburg 11TR 138/13KV Transformer | HOLMESBU | 138 KV | HOL11TR | HOLMESBU HOL11TR XFORMER | 138 | No | Yes | No | Not monitored, no status | True | 04/30/2020
2 | 12 | Holmesburg 12TR 138/13KV Transformer | HOLMESBU | 138 KV | HOL12TR | HOLMESBU HOL12TR XFORMER | 138 | No | Yes | No | Not monitored, no status | True | 04/30/2020
2 | 13 | Holmesburg 13TR 138/13KV Transformer | HOLMESBU | 138 KV | HOL13TR | HOLMESBU HOL13TR XFORMER | 138 | No | Yes | No | Not monitored, no status | True | 04/30/2020
2 | 8 | Holmesburg 8TR 230/138KV Transformer | HOLMESBU | 230 KV | HOL 8TR | HOLMESBU HOL 8TR XFORMER | 230 | Yes | Yes | Yes | Reliability & Markets | True | 12/12/2018
2 | 9 | Holmesburg 9TR 138/69KV Transformer | HOLMESBU | 138 KV | HOL 9TR | HOLMESBU HOL 9TR XFORMER | 138 | Yes | Yes | Yes | Reliability & Markets | True | 12/12/2018
2 | 1 | Island Road #1 69 kV | ISLANDRD | 69 KV | IR 1TR | ISLANDRD IR 1TR XFORMER | 69 | No | Yes | No | Not monitored, no status | False | 12/12/2018
2 | 2 | Island Road #2 69 kV | ISLANDRD | 69 KV | IR 2TR | ISLANDRD IR 2TR XFORMER | 69 | No | Yes | No | Not monitored, no status | False | 12/12/2018
2 | 3 | Island Road #3 69 kV | ISLANDRD | 69 KV | IR 3TR | ISLANDRD IR 3TR XFORMER | 69 | No | Yes | No | Not monitored, no status | False | 12/12/2018
2 | 4 | Island Road #4 69 kV | ISLANDRD | 69 KV | IR 4TR | ISLANDRD IR 4TR XFORMER | 69 | No | Yes | No | Not monitored, no status | False | 12/12/2018
2 | 6 | Island Road #6 230/69 kV | ISLANDRD | 230 KV | IR 6TR | ISLANDRD IR 6TR XFORMER | 230 | Yes | Yes | Yes | Reliability & Markets | True | 12/12/2018
2 | 7 | Island Road #7 230 kV | ISLANDRD | 230 KV | IR 7TR | ISLANDRD IR 7TR XFORMER | 230 | No | Yes | No | Not monitored, no status | True | 04/30/2020
2 | 8 | Island Road #8 230 kV | ISLANDRD | 230 KV | IR 8TR | ISLANDRD IR 8TR XFORMER | 230 | No | Yes | No | Not monitored, no status | True | 04/30/2020
2 | 1 | Jarrett #1 230 kV | JARRET | 230 KV | JARRET1 | JARRET JARRET1 XFORMER | 230 | No | Yes | No | Not monitored, no status | True | 04/30/2020
2 | 2 | Jarrett #2 230 kV | JARRET | 230 KV | JARRET2 | JARRET JARRET2 XFORMER | 230 | No | Yes | No | Not monitored, no status | True | 04/30/2020
2 | 11 | Jenkintown #11 230 kV | JENKINTO | 230 KV | JENK11T | JENKINTO JENK11T XFORMER | 230 | No | Yes | No | Not monitored, no status | True | 04/30/2020
2 | 12 | Jenkintown #12 230 kV | JENKINTO | 230 KV | JENK12T | JENKINTO JENK12T XFORMER | 230 | No | Yes | No | Not monitored, no status | True | 04/30/2020
2 | 13 | Jenkintown #13 230 kV | JENKINTO | 230 KV | JENK13T | JENKINTO JENK13T XFORMER | 230 | No | Yes | No | Not monitored, no status | True | 04/30/2020
2 | 2 | Jenkintown #2 230 kV | JENKINTO | 230 KV | JENK 2T | JENKINTO JENK 2T XFORMER | 230 | No | Yes | No | Not monitored, no status | True | 04/30/2020
2 |  | LOCK 1 XFORMER | LOCK | 230 KV | 1 | LOCK 1 XFORMER | 230 | Yes | Yes | Yes | Not monitored, no status | True | 12/12/2018
2 | 1 | Lenape 230/35 kV #1 | LENAPE | 230 KV | LEN1TR | LENAPE LEN1TR XFORMER | 230 | No | Yes | No | Not monitored, no status | True | 04/30/2020
2 | 2 | Lenape 230/35 kV #2 | LENAPE | 230 KV | LEN2TR | LENAPE LEN2TR XFORMER | 230 | No | Yes | No | Not monitored, no status | True | 04/30/2020
2 | 10 | Limerick 10 230 KV | LIMERICK | 230 KV | 10 | LIMERICK 10 XFORMER | 230 | No | Yes | No | Not monitored, no status | True | 04/30/2020
2 | 4AP | Limerick 4A-P 500 KV | LIMERICK | 500 KV | LIM 4A-P | LIMERICK LIM 4A-P XFORMER | 500 | Yes | Yes | Yes | Reliability & Markets | True | 12/12/2018
2 | 4AS | Limerick 4A-S 230 KV | LIMERICK | 230 KV | LIM 4A-S | LIMERICK LIM 4A-S XFORMER | 230 | Yes | Yes | Yes | Reliability & Markets | True | 12/12/2018
2 | 4AT | Limerick 4A-T 13 KV | LIMERICK | 13 KV | LIM 4A-T | LIMERICK LIM 4A-T XFORMER | 13 | No | Yes | No | Not monitored, no status | False | 12/12/2018
2 | 4BP | Limerick 4B-P 500 KV | LIMERICK | 500 KV | LIM 4B-P | LIMERICK LIM 4B-P XFORMER | 500 | Yes | Yes | Yes | Reliability & Markets | True | 12/12/2018
2 | 4BS | Limerick 4B-S 230 KV | LIMERICK | 230 KV | LIM 4B-S | LIMERICK LIM 4B-S XFORMER | 230 | Yes | Yes | Yes | Reliability & Markets | True | 12/12/2018
2 | 4BT | Limerick 4B-T 13 KV | LIMERICK | 13 KV | LIM 4B-T | LIMERICK LIM 4B-T XFORMER | 13 | No | Yes | No | Not monitored, no status | False | 12/12/2018
2 | 8A | Limerick Tap #8A 69/13 kV transformer | LIMERTAP | 69 KV | LIM 8A | LIMERTAP LIM 8A XFORMER | 69 | No | Yes | No | Not monitored, no status | False | 12/12/2018
2 | 8B | Limerick Tap #8B 69/13 kV transformer | LIMERTAP | 69 KV | LIM 8B | LIMERTAP LIM 8B XFORMER | 69 | No | Yes | No | Not monitored, no status | False | 12/12/2018
2 | 2 | Linton #2 230 kV | LINTON | 230 KV | LIN 2TR | LINTON LIN 2TR XFORMER | 230 | No | Yes | No | Not monitored, no status | True | 04/30/2020
2 | 3 | Linton #3 230 kV | LINTON | 230 KV | LIN 3TR | LINTON LIN 3TR XFORMER | 230 | No | Yes | No | Not monitored, no status | True | 04/30/2020
2 | 11 | Llanerch #11 138/13.8 kV | LLANERCH | 138 KV | LAN 11TR | LLANERCH LAN 11TR XFORMER | 138 | No | Yes | No | Not monitored, no status | True | 04/30/2020
2 | 12 | Llanerch #12 138/13.8 kV | LLANERCH | 138 KV | LAN 12TR | LLANERCH LAN 12TR XFORMER | 138 | No | Yes | No | Not monitored, no status | True | 04/30/2020
2 | 13 | Llanerch #13 138/13.8 kV | LLANERCH | 138 KV | LAN 13TR | LLANERCH LAN 13TR XFORMER | 138 | No | Yes | No | Not monitored, no status | True | 04/30/2020
2 | 5 | Llanerch #5 138/35 kV | LLANERCH | 138 KV | LAN 5TR | LLANERCH LAN 5TR XFORMER | 138 | No | Yes | No | Not monitored, no status | True | 04/30/2020
2 | 6 | Llanerch #6 138/35 kV | LLANERCH | 138 KV | LAN 6TR | LLANERCH LAN 6TR XFORMER | 138 | No | Yes | No | Not monitored, no status | True | 04/30/2020
2 | 7 | Llanerch #7 138/69 kV | LLANERCH | 138 KV | LAN 7TR | LLANERCH LAN 7TR XFORMER | 138 | Yes | Yes | Yes | Reliability & Markets | True | 12/12/2018
2 | 1 | Lombard #1 69 kV | LOMBARD | 69 KV | LOM 1TR | LOMBARD LOM 1TR XFORMER | 69 | No | Yes | No | Not monitored, no status | False | 12/12/2018
2 | 3 | Lombard #3 69 kV | LOMBARD | 69 KV | LOM 3TR | LOMBARD LOM 3TR XFORMER | 69 | No | Yes | No | Not monitored, no status | False | 12/12/2018
2 | 4 | Lombard #4 69 kV | LOMBARD | 69 KV | LOM 4TR | LOMBARD LOM 4TR XFORMER | 69 | No | Yes | No | Not monitored, no status | False | 12/12/2018
2 | 5 | Lombard #5 69 kV | LOMBARD | 69 KV | LOM 5TR | LOMBARD LOM 5TR XFORMER | 69 | No | Yes | No | Not monitored, no status | False | 12/12/2018
2 | 6 | Lombard #6 69 kV | LOMBARD | 69 KV | LOM 6TR | LOMBARD LOM 6TR XFORMER | 69 | No | Yes | No | Not monitored, no status | False | 12/12/2018
2 | 8 | Lombard #8 69 kV | LOMBARD | 69 KV | LOM 8TR | LOMBARD LOM 8TR XFORMER | 69 | No | Yes | No | Not monitored, no status | False | 12/12/2018
2 | 1 | Mac Dade #1 230 kV | MACDADE | 230 KV | MCDADE1 | MACDADE MCDADE1 XFORMER | 230 | No | Yes | No | Not monitored, no status | True | 04/30/2020
2 | 2 | Mac Dade #2 230 kV | MACDADE | 230 KV | MCDADE2 | MACDADE MCDADE2 XFORMER | 230 | No | Yes | No | Not monitored, no status | True | 04/30/2020
2 | 3 | Mac Dade #3 230 kV | MACDADE | 230 KV | MCDADE3 | MACDADE MCDADE3 XFORMER | 230 | No | Yes | No | Not monitored, no status | True | 04/30/2020
2 | 3 | Marcushook #3 69 kV | MARCUSHO | 69 KV | MAR 3TR | MARCUSHO MAR 3TR XFORMER | 69 | No | Yes | No | Not monitored, no status | False | 12/12/2018
2 | 4 | Marcushook #4 69 kV | MARCUSHO | 69 KV | MAR 4TR | MARCUSHO MAR 4TR XFORMER | 69 | No | Yes | No | Not monitored, no status | False | 12/12/2018
2 | 1 | Master #1 138/69 kV | MASTER | 138 KV | MAS 1TR | MASTER MAS 1TR XFORMER | 138 | Yes | Yes | Yes | Reliability & Markets | True | 12/12/2018
2 | 2 | Master #2 138/69 kV | MASTER | 138 KV | MAS 2TR | MASTER MAS 2TR XFORMER | 138 | Yes | Yes | Yes | Reliability & Markets | True | 12/12/2018
2 | 4 | Master #4 138/69 kV | MASTER | 138 KV | MAS 4TR | MASTER MAS 4TR XFORMER | 138 | Yes | Yes | Yes | Reliability & Markets | True | 12/12/2018
2 | 8 | Master #8 230/138 kV | MASTER | 230 KV | MAS 8TR | MASTER MAS 8TR XFORMER | 230 | Yes | Yes | Yes | Reliability & Markets | True | 12/12/2018
2 | 1 | Middletown PE #1 230 kV | MIDD PE | 230 KV | MID 1TR | MIDD PE MID 1TR XFORMER | 230 | No | Yes | No | Not monitored, no status | True | 04/30/2020
2 | 2 | Middletown PE #2 230 kV | MIDD PE | 230 KV | MID 2TR | MIDD PE MID 2TR XFORMER | 230 | No | Yes | No | Not monitored, no status | True | 04/30/2020
2 | 4 | Middletown PE #4 230 kV | MIDD PE | 230 KV | 4 | MIDD PE 4 XFORMER | 230 | No | Yes | No | Not monitored, no status | True | 04/30/2020
2 | 5 | Middletown PE #5 230 kV | MIDD PE | 230 KV | MID 5TR | MIDD PE MID 5TR XFORMER | 230 | No | Yes | No | Not monitored, no status | True | 04/30/2020
2 | 9 | Middletown PE #9 230 kV | MIDD PE | 230 KV | MID 9TR | MIDD PE MID 9TR XFORMER | 230 | Yes | Yes | Yes | Reliability & Markets | True | 12/12/2018
2 | 1 | Morton #1 230 kV | MORTON | 230 KV | MORTON1 | MORTON MORTON1 XFORMER | 230 | No | Yes | No | Not monitored, no status | True | 04/30/2020
2 | 2 | Morton #2 230 kV | MORTON | 230 KV | MORTON2 | MORTON MORTON2 XFORMER | 230 | No | Yes | No | Not monitored, no status | True | 04/30/2020
2 | 1 | Moser #1 69 kV | MOSER | 69 KV | MOS 1TR | MOSER MOS 1TR XFORMER | 69 | No | Yes | No | Not monitored, no status | False | 12/12/2018
2 | 2 | Moser #2 69 kV | MOSER | 69 KV | MOS 2TR | MOSER MOS 2TR XFORMER | 69 | No | Yes | No | Not monitored, no status | False | 12/12/2018
2 | 3 | Moser #3 69 kV | MOSER | 69 KV | MOS 3TR | MOSER MOS 3TR XFORMER | 69 | No | Yes | No | Not monitored, no status | False | 12/12/2018
2 |  | NEWTOWNS 2TR | NEWTOWNS | 69 KV | 2TR | NEWTOWNS 2TR | 69 | Unknown | Yes | No | Not monitored, no status | False | 04/30/2020
2 |  | NEWTOWNS 3TR XFORMER | NEWTOWNS | 69 KV | 3TR | NEWTOWNS 3TR XFORMER | 69 | Unknown | Yes | No | Not monitored, no status | False | 04/30/2020
2 |  | NPHILADE NP 1TR XFORMER | NPHILADE | 69 KV | NP 1TR | NPHILADE NP 1TR XFORMER | 69 | Unknown | Yes | No | Not monitored, no status | False | 04/30/2020
2 |  | NPHILADE NP 2TR XFORMER | NPHILADE | 69 KV | NP 2TR | NPHILADE NP 2TR XFORMER | 69 | Unknown | Yes | No | Not monitored, no status | False | 04/30/2020
2 |  | NPHILADE NP 3TR XFORMER | NPHILADE | 69 KV | NP 3TR | NPHILADE NP 3TR XFORMER | 69 | Unknown | Yes | No | Not monitored, no status | False | 04/30/2020
2 |  | NPHILADE NP 4TR XFORMER | NPHILADE | 69 KV | NP 4TR | NPHILADE NP 4TR XFORMER | 69 | Unknown | Yes | No | Not monitored, no status | False | 04/30/2020
2 | 1 | Newlinville #1 230 kV | NEWLINVI | 230 KV | NEW 1TR | NEWLINVI NEW 1TR XFORMER | 230 | No | Yes | No | Not monitored, no status | True | 04/30/2020
2 | 2 | Newlinville #2 230 kV | NEWLINVI | 230 KV | NEW 2TR | NEWLINVI NEW 2TR XFORMER | 230 | No | Yes | No | Not monitored, no status | True | 04/30/2020
2 | 3 | Newlinville #3 230 kV | NEWLINVI | 230 KV | NEW 3TR | NEWLINVI NEW 3TR XFORMER | 230 | Yes | Yes | Yes | Reliability Non-BES | True | 04/30/2020
2 | 7 | North Phila. #7 230/69 kV | NPHILADE | 230 KV | NP 7TR | NPHILADE NP 7TR XFORMER | 230 | Yes | Yes | Yes | Reliability & Markets | True | 12/12/2018
2 | 8 | North Phila. #8 230/69 kV | NPHILADE | 230 KV | NP 8TR | NPHILADE NP 8TR XFORMER | 230 | Yes | Yes | Yes | Reliability & Markets | True | 12/12/2018
2 | 1 | North Wales #1 230 kV | NWALES | 230 KV | NW 1TR | NWALES NW 1TR XFORMER | 230 | No | Yes | No | Not monitored, no status | True | 04/30/2020
2 | 2 | North Wales #2 230 kV | NWALES | 230 KV | NW 2TR | NWALES NW 2TR XFORMER | 230 | No | Yes | No | Not monitored, no status | True | 04/30/2020
2 | 3 | North Wales #3 230 kV | NWALES | 230 KV | NW 3TR | NWALES NW 3TR XFORMER | 230 | No | Yes | No | Not monitored, no status | True | 04/30/2020
2 | 1 | Nottingham #1 230/35 kV | NOTTINGH | 230 KV | NOT 1TR | NOTTINGH NOT 1TR XFORMER | 230 | No | Yes | No | Status Only | True | 04/30/2020
2 | 2 | Nottingham TR2 230/35KV Transformer | NOTTINGH | 230 KV | NOT 2TR | NOTTINGH NOT 2TR XFORMER | 230 | No | Yes | No | Status Only | True | 04/30/2020
2 |  | PLYMOUTH PLY 2TR XFORMER | PLYMOUTH | 138 KV | PLY 2TR | PLYMOUTH PLY 2TR XFORMER | 138 | Yes | Yes | No | Not monitored, no status | True | 12/11/2021
2 | 1 | Parrish #1 230 kV | PARRISH | 230 KV | PAR 1TR | PARRISH PAR 1TR XFORMER | 230 | No | Yes | No | Not monitored, no status | True | 04/30/2020
2 | 2 | Parrish #2 230 kV | PARRISH | 230 KV | PAR 2TR | PARRISH PAR 2TR XFORMER | 230 | No | Yes | No | Not monitored, no status | True | 04/30/2020
2 | 3 | Parrish #3 230 kV | PARRISH | 230 KV | PAR 3TR | PARRISH PAR 3TR XFORMER | 230 | No | Yes | No | Not monitored, no status | True | 04/30/2020
2 | 9 | Passyunk #9 230/69 kV | PASSYUNK | 230 KV | PAS 9TR | PASSYUNK PAS 9TR XFORMER | 230 | Yes | Yes | Yes | Reliability & Markets | True | 12/12/2018
2 | 1 | Passyunk #1 69 kV | PASSYUNK | 69 KV | PAS 1TR | PASSYUNK PAS 1TR XFORMER | 69 | No | Yes | No | Not monitored, no status | False | 12/12/2018
2 | 2 | Passyunk #2 69 kV | PASSYUNK | 69 KV | PAS 2TR | PASSYUNK PAS 2TR XFORMER | 69 | No | Yes | No | Not monitored, no status | False | 12/12/2018
2 | 3 | Passyunk #3 69 kV | PASSYUNK | 69 KV | PAS 3TR | PASSYUNK PAS 3TR XFORMER | 69 | No | Yes | No | Not monitored, no status | False | 12/12/2018
2 | 4 | Passyunk #4 69 kV | PASSYUNK | 69 KV | PAS 4TR | PASSYUNK PAS 4TR XFORMER | 69 | No | Yes | No | Not monitored, no status | False | 12/12/2018
2 | 5 | Passyunk #5 69 kV | PASSYUNK | 69 KV | PAS 5TR | PASSYUNK PAS 5TR XFORMER | 69 | No | Yes | No | Not monitored, no status | False | 12/12/2018
2 | 6 | Passyunk #6 69 kV | PASSYUNK | 69 KV | PAS 6TR | PASSYUNK PAS 6TR XFORMER | 69 | No | Yes | No | Not monitored, no status | False | 12/12/2018
2 | 1P | Peach Bottom 1-P 500/230/13KV Transformer | PEACHBOT | 500 KV | 1-P | PEACHBOT 1-P XFORMER | 500 | Yes | Yes | Yes | Reliability & Markets | True | 12/12/2018
2 | 1S | Peach Bottom 1-S 500/230/13KV Transformer | PEACHBOT | 230 KV | 1-S | PEACHBOT 1-S XFORMER | 230 | Yes | Yes | Yes | Reliability & Markets | True | 12/12/2018
2 | 1T | Peach Bottom 1-T 500/230/13KV Transformer | PEACHBOT | 13 KV | 1-T | PEACHBOT 1-T XFORMER | 13 | No | Yes | No | Not monitored, no status | False | 12/12/2018
2 | 343SU | Peach Bottom 343SU 230/13KV Transformer | PEACHBOT | 230 KV | 343SU | PEACHBOT 343SU XFORMER | 230 | No | Yes | No | Not monitored, no status | True | 04/30/2020
2 | 2SU | Peachtap 2SU 230 KV | PEACHTAP | 230 KV | 2SU | PEACHTAP 2SU XFORMER | 230 | No | Yes | No | Not monitored, no status | True | 04/30/2020
2 | 4 | Peltz #4 230/13 kV | PELTZ | 230 KV | 4 TRAN | PELTZ 4 TRAN XFORMER | 230 | No | Yes | No | Not monitored, no status | True | 04/30/2020
2 | 5 | Peltz #5 230/13 kV | PELTZ | 230 KV | 5 TRAN | PELTZ 5 TRAN XFORMER | 230 | No | Yes | No | Not monitored, no status | True | 04/30/2020
2 | 6 | Peltz #6 230/13 kV | PELTZ | 230 KV | 6 TRAN | PELTZ 6 TRAN XFORMER | 230 | No | Yes | No | Not monitored, no status | True | 04/30/2020
2 | 1 | Pencoyd #1 69 kV | PENCOYD | 69 KV | 1 TR | PENCOYD 1 TR XFORMER | 69 | No | Yes | No | Not monitored, no status | False | 12/12/2018
2 | 2 | Pencoyd #2 69 kV | PENCOYD | 69 KV | 2TR | PENCOYD 2TR XFORMER | 69 | No | Yes | No | Not monitored, no status | False | 12/12/2018
2 | 3 | Pencoyd #3 69 kV | PENCOYD | 69 KV | 3TR | PENCOYD 3TR XFORMER | 69 | No | Yes | No | Not monitored, no status | False | 12/12/2018
2 | 4 | Pencoyd #4 69 kV | PENCOYD | 69 KV | 4TR | PENCOYD 4TR XFORMER | 69 | No | Yes | No | Not monitored, no status | False | 12/12/2018
2 | 1 | Penrose #1 230/13 kV | PENROSE | 230 KV | 1TRAN | PENROSE 1TRAN XFORMER | 230 | No | Yes | No | Not monitored, no status | True | 04/30/2020
2 | 3 | Penrose #3 230/13kV | PENROSE | 230 KV | 3TRAN | PENROSE 3TRAN XFORMER | 230 | No | Yes | No | Not monitored, no status | True | 04/30/2020
2 | 4 | Perkiomen #4 138 kV | PERKIOME | 138 KV | PER 4TR | PERKIOME PER 4TR XFORMER | 138 | No | Yes | No | Not monitored, no status | True | 04/30/2020
2 | 5 | Perkiomen #5 138 kV | PERKIOME | 138 KV | PERK5TR | PERKIOME PERK5TR XFORMER | 138 | No | Yes | No | Not monitored, no status | True | 04/30/2020
2 | 6 | Perkiomen #6 230/35 kV | PERKIOME | 230 KV | PER 6TR | PERKIOME PER 6TR XFORMER | 230 | No | Yes | No | Not monitored, no status | True | 04/30/2020
2 | 1 | Planebrook #1 230 kV | PLANEBRO | 230 KV | PLA 1TR | PLANEBRO PLA 1TR XFORMER | 230 | No | Yes | No | Not monitored, no status | True | 04/30/2020
2 | 2 | Planebrook #2 230 kV | PLANEBRO | 230 KV | PLA 2TR | PLANEBRO PLA 2TR XFORMER | 230 | No | Yes | No | Not monitored, no status | True | 04/30/2020
2 | 3 | Planebrook #3 230 kV | PLANEBRO | 230 KV | PLA 3TR | PLANEBRO PLA 3TR XFORMER | 230 | No | Yes | No | Not monitored, no status | True | 04/30/2020
2 | 8TR | Planebrook 8TR 230/69KV Transformer | PLANEBRO | 230 KV | PLA 8TR | PLANEBRO PLA 8TR XFORMER | 230 | Yes | Yes | Yes | Reliability & Markets | True | 12/12/2018
2 | 9TR | Planebrook 9TR 230/69KV Transformer | PLANEBRO | 230 KV | PLA 9TR | PLANEBRO PLA 9TR XFORMER | 230 | Yes | Yes | Yes | Reliability & Markets | True | 12/12/2018
2 | 11TR | Plymouth #11 230 kV | PLYMOUTH | 230 KV | 11TR | PLYMOUTH 11TR XFORMER | 230 | No | Yes | No | Not monitored, no status | True | 04/30/2020
2 | 12TR | Plymouth #12 230 kV | PLYMOUTH | 230 KV | 12TR | PLYMOUTH 12TR XFORMER | 230 | No | Yes | No | Not monitored, no status | True | 04/30/2020
2 | 13TR | Plymouth #13 230 kV | PLYMOUTH | 230 KV | 13TR | PLYMOUTH 13TR XFORMER | 230 | No | Yes | No | Not monitored, no status | True | 04/30/2020
2 | 21TR | Plymouth #21 230 kV | PLYMOUTH | 230 KV | 21TR | PLYMOUTH 21TR XFORMER | 230 | No | Yes | No | Not monitored, no status | True | 04/30/2020
2 | 23TR | Plymouth #23 230 kV | PLYMOUTH | 230 KV | 23TR | PLYMOUTH 23TR XFORMER | 230 | No | Yes | No | Not monitored, no status | True | 04/30/2020
2 | 6TR | Plymouth Meeting 230/138 kV 6TR | PLYMOUTH | 230 KV | PLY 6TR | PLYMOUTH PLY 6TR XFORMER | 230 | Yes | Yes | Yes | Reliability & Markets | True | 12/12/2018
2 | 9TR | Plymouth Meeting 230/138 kV 9TR | PLYMOUTH | 230 KV | PLY 9TR | PLYMOUTH PLY 9TR XFORMER | 230 | Yes | Yes | Yes | Reliability & Markets | True | 12/12/2018
2 | 1 | Post #1 230/13 kV | POST | 230 KV | 1TR | POST 1TR XFORMER | 230 | Yes | Yes | Yes | Status Only | True | 04/30/2020
2 | 2 | Post #2 230/13 kV | POST | 230 KV | 2TR | POST 2TR XFORMER | 230 | Yes | Yes | Yes | Status Only | True | 04/30/2020
2 | 3 | Post #3 230/13 kV | POST | 230 KV | 3TR | POST 3TR XFORMER | 230 | Yes | Yes | Yes | Status Only | True | 04/30/2020
2 | 1TR | Pulaski #1 230 kV | PULASKI | 230 KV | PULS1TR | PULASKI PULS1TR XFORMER | 230 | No | Yes | No | Not monitored, no status | True | 04/30/2020
2 | 3TR | Pulaski #3 230 kV | PULASKI | 230 KV | PULS3TR | PULASKI PULS3TR XFORMER | 230 | No | Yes | No | Not monitored, no status | True | 04/30/2020
2 |  | ROCKSPRI CTG1GSU XFORMER | ROCKSPRI | 500 KV | CTG1GSU | ROCKSPRI CTG1GSU XFORMER | 500 | Yes | Yes | Yes | Not monitored, no status | True | 04/30/2020
2 |  | ROCKSPRI CTG2GSU XFORMER | ROCKSPRI | 500 KV | CTG2GSU | ROCKSPRI CTG2GSU XFORMER | 500 | Yes | Yes | Yes | Not monitored, no status | True | 04/30/2020
2 |  | ROCKSPRI STG3GSU XFORMER | ROCKSPRI | 500 KV | STG3GSU | ROCKSPRI STG3GSU XFORMER | 500 | Yes | Yes | Yes | Not monitored, no status | True | 04/30/2020
2 | 7 | Richmond 230/69 kV #7 | RICH PE | 230 KV | RICH 7 | RICH PE RICH 7 XFORMER | 230 | Yes | Yes | Yes | Reliability & Markets | True | 12/12/2018
2 | 600B | Rolling Mill 138 kV | ROLL PE | 138 KV | 600BTR | ROLL PE 600BTR XFORMER | 138 | No | Yes | No | Not monitored, no status | True | 04/30/2020
2 | 3TR | Roxborough #3 230/69 kV | ROXBOROU | 230 KV | ROX 3TR | ROXBOROU ROX 3TR XFORMER | 230 | Yes | Yes | Yes | Reliability & Markets | True | 10/25/2019
2 | 4TR | Roxborough #4 69 kV | ROXBOROU | 69 KV | ROX 4TR | ROXBOROU ROX 4TR XFORMER | 69 | No | Yes | No | Not monitored, no status | False | 12/12/2018
2 | 6TR | Roxborough #6 69 kV | ROXBOROU | 69 KV | ROX 6TR | ROXBOROU ROX 6TR XFORMER | 69 | No | Yes | No | Not monitored, no status | False | 12/12/2018
2 | 5TR | Schuylkill #5 69/13.8 kV | SCHUYLKI | 69 KV | SCH 5TR | SCHUYLKI SCH 5TR XFORMER | 69 | Yes | Yes | Low | Reliability & Markets | True | 06/10/2020
2 | 7TR | Schuylkill #7 230/69 kV | SCHUYLKI | 230 KV | SCH 7TR | SCHUYLKI SCH 7TR XFORMER | 230 | Yes | Yes | Yes | Reliability & Markets | True | 12/12/2018
2 | 8TR | Schuylkill #8 230/69 kV | SCHUYLKI | 230 KV | SCH 8TR | SCHUYLKI SCH 8TR XFORMER | 230 | Yes | Yes | Yes | Reliability & Markets | True | 12/12/2018
2 | 1TR | Sharon Hill #1 69 kV | SHARONHI | 69 KV | SHR 1TR | SHARONHI SHR 1TR XFORMER | 69 | No | Yes | No | Not monitored, no status | False | 12/12/2018
2 | 1TR | Southwark 69/13.8 kV 1TR | SWARK | 69 KV | SWK 1TR | SWARK SWK 1TR XFORMER | 69 | No | Yes | No | Not monitored, no status | False | 12/12/2018
2 | 3TR | Southwark 69/13.8 kV 3TR | SWARK | 69 KV | SWK 3TR | SWARK SWK 3TR XFORMER | 69 | No | Yes | No | Not monitored, no status | False | 12/12/2018
2 | 1 | Tabor #1 230 kV | TABOR | 230 KV | TR 1 | TABOR TR 1 XFORMER | 230 | No | Yes | No | Not monitored, no status | True | 04/30/2020
2 | 3 | Tabor #3 230 kV | TABOR | 230 KV | TR 3 | TABOR TR 3 XFORMER | 230 | No | Yes | No | Not monitored, no status | True | 04/30/2020
2 | 1TR | Tacony #1 69 kV | TACONY | 69 KV | TAC 1TR | TACONY TAC 1TR XFORMER | 69 | No | Yes | No | Not monitored, no status | False | 12/12/2018
2 | 2TR | Tacony #2 69 kV | TACONY | 69 KV | TAC 2TR | TACONY TAC 2TR XFORMER | 69 | No | Yes | No | Not monitored, no status | False | 12/12/2018
2 | 1TR | Tredyffrin #1 230 kV | TREDYFFR | 230 KV | TRED1TR | TREDYFFR TRED1TR XFORMER | 230 | No | Yes | No | Not monitored, no status | True | 04/30/2020
2 | 2TR | Tredyffrin #2 230 kV | TREDYFFR | 230 KV | TRED2TR | TREDYFFR TRED2TR XFORMER | 230 | No | Yes | No | Not monitored, no status | True | 04/30/2020
2 | 7TR | Tredyffrin #7 230/35 kV | TREDYFFR | 230 KV | TRED7TR | TREDYFFR TRED7TR XFORMER | 230 | No | Yes | No | Not monitored, no status | True | 04/30/2020
2 | 8TR | Tredyffrin #8 230/69 kV | TREDYFFR | 230 KV | TRED8TR | TREDYFFR TRED8TR XFORMER | 230 | Yes | Yes | Yes | Reliability & Markets | True | 10/25/2019
2 | 4 | Tuna 138/69 TR4 | TUNA | 138 KV | TR4 | TUNA TR4 XFORMER | 138 | Yes | Yes | Yes | Reliability & Markets | True | 12/12/2018
2 | 1 | Tuna 69/13 TR1 | TUNA | 69 KV | TR1 | TUNA TR1 XFORMER | 69 | No | Yes | No | Not monitored, no status | False | 10/25/2019
2 | 2 | Tuna 69/13 TR2 | TUNA | 69 KV | TR2 | TUNA TR2 XFORMER | 69 | No | Yes | No | Not monitored, no status | False | 12/12/2018
2 | 3 | Tuna 69/13 TR3 | TUNA | 69 KV | TR3 | TUNA TR3 XFORMER | 69 | No | Yes | No | Not monitored, no status | False | 12/12/2018
2 | 1TR | UPLANDPE TR1 XFORMER | UPLANDPE | 230 KV | TR1 | UPLANDPE TR1 XFORMER | 230 | No | Yes | No | Not monitored, no status | False | 03/22/2022
2 | 3TR | UPLANDPE TR3 XFORMER | UPLANDPE | 230 KV | TR3 | UPLANDPE TR3 XFORMER | 230 | No | Yes | No | Not monitored, no status | False | 03/22/2022
2 | 3TR | University #3 69 kV | UNIVERSI | 69 KV | 3TR | UNIVERSI 3TR XFORMER | 69 | No | Yes | No | Not monitored, no status | False | 12/12/2018
2 | 4TR | University #4 69 kV | UNIVERSI | 69 KV | 4TR | UNIVERSI 4TR XFORMER | 69 | No | Yes | No | Not monitored, no status | False | 12/12/2018
2 | 6TR | Upper Darby #6 69 kv | UPPERDAR | 69 KV | UPD 6TR | UPPERDAR UPD 6TR XFORMER | 69 | No | Yes | No | Not monitored, no status | False | 12/12/2018
2 | 11TR | Upper Merion #11 230 kV | UPPERMER | 230 KV | UP 11TR | UPPERMER UP 11TR XFORMER | 230 | No | Yes | No | Not monitored, no status | True | 04/30/2020
2 | 12TR | Upper Merion #12 230 kV | UPPERMER | 230 KV | UP 12TR | UPPERMER UP 12TR XFORMER | 230 | No | Yes | No | Not monitored, no status | True | 04/30/2020
2 | 2TR | Upper Merion #2 230 kV | UPPERMER | 230 KV | UP 2TR | UPPERMER UP 2TR XFORMER | 230 | No | Yes | No | Not monitored, no status | True | 04/30/2020
2 | 3TR | Upper Merion #3 230 kV | UPPERMER | 230 KV | UP 3TR | UPPERMER UP 3TR XFORMER | 230 | No | Yes | No | Not monitored, no status | True | 04/30/2020
2 | 7 | WANEETA 7 XFORMER | WANEETA | 230 KV | 7 | WANEETA 7 XFORMER | 230 | Yes | Yes | Yes | Reliability & Markets | True | 12/12/2018
2 | 9TR | Waneeta #9 138 kV | WANEETA | 138 KV | WAN 9TR | WANEETA 9TR TRANS | 138 | Yes | Yes | Yes | Reliability & Markets | True | 12/12/2018
2 | 1TR | Waneeta #1 230 kV | WANEETA | 230 KV | WAN 1TR | WANEETA WAN 1TR XFORMER | 230 | No | Yes | No | Not monitored, no status | True | 04/30/2020
2 | 3TR | Waneeta #3 230 kV | WANEETA | 230 KV | WAN 3TR | WANEETA WAN 3TR XFORMER | 230 | No | Yes | No | Not monitored, no status | True | 04/30/2020
2 | 8TR | Waneeta #8 230/138 kV | WANEETA | 230 KV | WAN 8TR | WANEETA WAN 8TR XFORMER | 230 | Yes | Yes | Yes | Reliability & Markets | True | 10/25/2019
2 | 13TR | Warminster #13 230 kV | WARMINST | 230 KV | WRM13TR | WARMINST WRM13TR XFORMER | 230 | No | Yes | No | Status Only | True | 04/30/2020
2 | 14TR | Warminster #14 230 kV | WARMINST | 230 KV | WRM14TR | WARMINST WRM14TR XFORMER | 230 | No | Yes | No | Status Only | True | 04/30/2020
2 | 15TR | Warminster #15 230 kV | WARMINST | 230 KV | WRM15TR | WARMINST WRM15TR XFORMER | 230 | No | Yes | No | Status Only | True | 04/30/2020
2 | 16TR | Warminster #16 230 kV | WARMINST | 230 KV | WRM16TR | WARMINST WRM16TR XFORMER | 230 | No | Yes | No | Status Only | True | 04/30/2020
2 | 1TR | Warrington #1 230 kV | WARRINGT | 230 KV | WAR 1TR | WARRINGT WAR 1TR XFORMER | 230 | No | Yes | No | Status Only | True | 04/30/2020
2 | 3TR | Warrington #3 230 kV | WARRINGT | 230 KV | WAR 3TR | WARRINGT WAR 3TR XFORMER | 230 | No | Yes | No | Status Only | True | 04/30/2020
2 | 1 | Waverly 69 kV #1 | WAVERLY1 | 69 KV | 1 | WAVERLY1 1 XFORMER | 69 | No | Yes | No | Not monitored, no status | False | 12/12/2018
2 | 2 | Waverly 69 kV #2 | WAVERLY1 | 69 KV | 2 | WAVERLY1 2 XFORMER | 69 | No | Yes | No | Not monitored, no status | False | 12/12/2018
2 | 11TR | Westmoreland #11 230 kV | WMORELAN | 230 KV | 11TR | WMORELAN 11TR XFORMER | 230 | No | Yes | No | Status Only | True | 04/30/2020
2 | 12TR | Westmoreland #12 230 kV | WMORELAN | 230 KV | 12TR | WMORELAN 12TR XFORMER | 230 | No | Yes | No | Status Only | True | 04/30/2020
2 | 13TR | Westmoreland #13 230 kV | WMORELAN | 230 KV | 13TR | WMORELAN 13TR XFORMER | 230 | No | Yes | No | Status Only | True | 04/30/2020
2 | 7TR | Whitemarsh #7 230/69 kV | WHITEMAR | 230 KV | WHIT7TR | WHITEMAR WHIT7TR XFORMER | 230 | Yes | Yes | Yes | Reliability & Markets | True | 10/25/2019
2 | 8TR | Whitemarsh #8 69/35 kV | WHITEMAR | 69 KV | WHIT8TR | WHITEMAR WHIT8TR XFORMER | 69 | No | Yes | No | Status Only | False | 10/25/2019
2 | 1TR | Whitpain #1 500/230 kV | WHITPAIN | 500 KV | WHT 1TR | WHITPAIN WHT 1TR XFORMER | 500 | Yes | Yes | Yes | Reliability & Markets | True | 10/25/2019
2 | 2TR | Whitpain #2 500/230 kV | WHITPAIN | 500 KV | WHT 2TR | WHITPAIN WHT 2TR XFORMER | 500 | Yes | Yes | Yes | Reliability & Markets | True | 10/25/2019
2 | 3TR | Whitpain #3 500/230 kV | WHITPAIN | 500 KV | WHT 3TR | WHITPAIN WHT 3TR XFORMER | 500 | Yes | Yes | Yes | Reliability & Markets | True | 10/25/2019
2 | 5TR | Woodbourne #5 230 kV | WOODBOUR | 230 KV | WDB 5TR | WOODBOUR WDB 5TR XFORMER | 230 | No | Yes | No | Not monitored, no status | True | 04/30/2020
2 | 6TR | Woodbourne #6 230 kV | WOODBOUR | 230 KV | WDB 6TR | WOODBOUR WDB 6TR XFORMER | 230 | No | Yes | No | Not monitored, no status | True | 04/30/2020
2 | 7TR | Woodbourne #7 230/35 kV | WOODBOUR | 230 KV | WDB 7TR | WOODBOUR WDB 7TR XFORMER | 230 | No | Yes | No | Not monitored, no status | True | 04/30/2020
2 | 4TR | Woodlyn #4 138/69 kV | WOODLYN | 138 KV | WOD 4TR | WOODLYN WOD 4TR XFORMER | 138 | Yes | Yes | Yes | Reliability BES | True | 06/10/2020
2 | 2TR | Woodlyn #2 69 kV | WOODLYN | 69 KV | WOD 2TR | WOODLYN WOD 2TR XFORMER | 69 | No | Yes | No | Not monitored, no status | False | 12/12/2018
3 |  | ANGORA 2-1 CAP | ANGORA | 13 KV | 2-1 CAP | ANGORA 2-1 CAP | 13 | Unknown | Yes | Low | Status Only | False | 02/26/2021
3 |  | ANGORA 2-2 CAP | ANGORA | 13 KV | 2-2 CAP | ANGORA 2-2 CAP | 13 | Unknown | Yes | Low | Status Only | False | 02/26/2021
3 |  | ANGORA 2-3 CAP | ANGORA | 13 KV | 2-3 CAP | ANGORA 2-3 CAP | 13 | Unknown | Yes | Low | Status Only | False | 02/26/2021
3 |  | BARBADOS 11-1 CAP CAP | BARBADOS | 35 KV | 11-1 CAP | BARBADOS 11-1 CAP CAP | 35 | Unknown | Yes | Low | Status Only | False | 02/26/2021
3 |  | BARBADOS 11-2 CAP CAP | BARBADOS | 35 KV | 11-2 CAP | BARBADOS 11-2 CAP CAP | 35 | Unknown | Yes | Low | Status Only | False | 02/26/2021
3 |  | BARBADOS 20-1 CAP CAP | BARBADOS | 35 KV | 20-1 CAP | BARBADOS 20-1 CAP CAP | 35 | Unknown | Yes | Low | Status Only | False | 02/26/2021
3 |  | BARBADOS 20-2 CAP CAP | BARBADOS | 35 KV | 20-2 CAP | BARBADOS 20-2 CAP CAP | 35 | Unknown | Yes | Low | Status Only | False | 02/26/2021
3 |  | BLUEGRAS 4-1 CAP | BLUEGRAS | 13 KV | 4-1 CAP | BLUEGRAS 4-1 CAP | 13 | Unknown | Yes | Low | Status Only | False | 02/26/2021
3 |  | BLUEGRAS 4-2 CAP | BLUEGRAS | 13 KV | 4-2 CAP | BLUEGRAS 4-2 CAP | 13 | Unknown | Yes | Low | Status Only | False | 02/26/2021
3 |  | BLUEGRAS 4-3 CAP | BLUEGRAS | 13 KV | 4-3 CAP | BLUEGRAS 4-3 CAP | 13 | Unknown | Yes | Low | Status Only | False | 02/26/2021
3 |  | BRADFORD 1-2 CAP | BRADFORD | 35 KV | 1-2 CAP | BRADFORD 1-2 CAP | 35 | Unknown | Yes | Low | Status Only | False | 02/26/2021
3 |  | BRADFORD 3-4 CAP | BRADFORD | 35 KV | 3-4 CAP | BRADFORD 3-4 CAP | 35 | Unknown | Yes | Low | Status Only | False | 02/26/2021
3 |  | BRADFORD 4-1_CAP CAP | BRADFORD | 230 KV | 4-1_CAP | BRADFORD 4-1_CAP CAP | 230 | Yes | Yes | Yes | Status Only | True | 02/28/2024
3 |  | BRADFORD 5-6 CAP | BRADFORD | 35 KV | 5-6 CAP | BRADFORD 5-6 CAP | 35 | Unknown | Yes | Low | Status Only | False | 02/26/2021
3 |  | BRADFORD 7-8 CAP | BRADFORD | 35 KV | 7-8 CAP | BRADFORD 7-8 CAP | 35 | Unknown | Yes | Low | Status Only | False | 02/26/2021
3 |  | BRYNMAWR 19-1 CAP | BRYNMAWR | 13 KV | 19-1 CAP | BRYNMAWR 19-1 CAP | 13 | Unknown | Yes | Low | Status Only | False | 02/26/2021
3 |  | BRYNMAWR 19-2 CAP | BRYNMAWR | 13 KV | 19-2 CAP | BRYNMAWR 19-2 CAP | 13 | Unknown | Yes | Low | Status Only | False | 02/26/2021
3 | 1-1 | BUCKINGH 1-1 CAP | BUCKINGH | 230 KV | BUCK 1-1 | BUCKINGH 1-1 CAP | 230 | Yes | Yes | Yes | Status Only | True | 04/29/2020
3 | 1-2 | BUCKINGH 1-2 CAP | BUCKINGH | 35 KV | 1-2 CAP | BUCKINGH 1-2 CAP | 35 | Unknown | Yes | Low | Status Only | False | 04/29/2020
3 | 3-4 | BUCKINGH 3-4 CAP | BUCKINGH | 35 KV | 3-4 CAP | BUCKINGH 3-4 CAP | 35 | Unknown | Yes | Low | Status Only | False | 04/29/2020
3 |  | BYBERRY 1-2 CAP | BYBERRY | 35 KV | 1-2 CAP | BYBERRY 1-2 CAP | 35 | Unknown | Yes | Low | Status Only | False | 02/26/2021
3 |  | BYBERRY 17-1 CAP | BYBERRY | 13 KV | 17-1 CAP | BYBERRY 17-1 CAP | 13 | Unknown | Yes | Low | Status Only | False | 02/26/2021
3 |  | BYBERRY 17-2 CAP | BYBERRY | 13 KV | 17-2 CAP | BYBERRY 17-2 CAP | 13 | Unknown | Yes | Low | Status Only | False | 02/26/2021
3 |  | BYBERRY 17-3 CAP | BYBERRY | 13 KV | 17-3 CAP | BYBERRY 17-3 CAP | 13 | Unknown | Yes | Low | Status Only | False | 02/26/2021
3 |  | BYBERRY 3-4 CAP | BYBERRY | 35 KV | 3-4 CAP | BYBERRY 3-4 CAP | 35 | Unknown | Yes | Low | Status Only | False | 02/26/2021
3 |  | CALLOWHI 1-1 CAP | CALLOWHI | 13 KV | 1-1 CAP | CALLOWHI 1-1 CAP | 13 | Unknown | Yes | Low | Status Only | False | 02/26/2021
3 |  | CALLOWHI 1-2 CAP | CALLOWHI | 13 KV | 1-2 CAP | CALLOWHI 1-2 CAP | 13 | Unknown | Yes | Low | Status Only | False | 02/26/2021
3 |  | CALLOWHI 1-3 CAP | CALLOWHI | 13 KV | 1-3 CAP | CALLOWHI 1-3 CAP | 13 | Unknown | Yes | Low | Status Only | False | 02/26/2021
3 |  | CALLOWHI 4-1 CAP | CALLOWHI | 13 KV | 4-1 CAP | CALLOWHI 4-1 CAP | 13 | Unknown | Yes | Low | Status Only | False | 02/26/2021
3 |  | CALLOWHI 4-2 CAP | CALLOWHI | 13 KV | 4-2 CAP | CALLOWHI 4-2 CAP | 13 | Unknown | Yes | Low | Status Only | False | 02/26/2021
3 |  | CALLOWHI 4-3 CAP | CALLOWHI | 13 KV | 4-3 CAP | CALLOWHI 4-3 CAP | 13 | Unknown | Yes | Low | Status Only | False | 02/26/2021
3 |  | CALLOWHI 7-1CAP CAP | CALLOWHI | 13 KV | 7-1CAP | CALLOWHI 7-1CAP CAP | 13 | Unknown | Yes | Low | Status Only | False | 11/23/2022
3 |  | CALLOWHI 7-2CAP CAP | CALLOWHI | 13 KV | 7-2CAP | CALLOWHI 7-2CAP CAP | 13 | Unknown | Yes | Low | Status Only | False | 11/23/2022
3 |  | CEDARBRO 1-1 CAP | CEDARBRO | 13 KV | 1-1 CAP | CEDARBRO 1-1 CAP | 13 | Unknown | Yes | Low | Status Only | False | 02/26/2021
3 |  | CEDARBRO 1-2 CAP | CEDARBRO | 13 KV | 1-2 CAP | CEDARBRO 1-2 CAP | 13 | Unknown | Yes | Low | Status Only | False | 02/26/2021
3 |  | CEDARBRO 1-3 CAP | CEDARBRO | 13 KV | 1-3 CAP | CEDARBRO 1-3 CAP | 13 | Unknown | Yes | Low | Status Only | False | 02/26/2021
3 |  | CEDARBRO 3-1 CAP | CEDARBRO | 13 KV | 3-1 CAP | CEDARBRO 3-1 CAP | 13 | Unknown | Yes | Low | Status Only | False | 02/26/2021
3 |  | CEDARBRO 3-2 CAP | CEDARBRO | 13 KV | 3-2 CAP | CEDARBRO 3-2 CAP | 13 | Unknown | Yes | Low | Status Only | False | 02/26/2021
3 |  | CEDARBRO 3-3 CAP | CEDARBRO | 13 KV | 3-3 CAP | CEDARBRO 3-3 CAP | 13 | Unknown | Yes | Low | Status Only | False | 02/26/2021
3 |  | CLAY PE 1-2 CAP | CLAY PE | 35 KV | 1-2 CAP | CLAY PE 1-2 CAP | 35 | Unknown | Yes | Low | Status Only | False | 02/26/2021
3 |  | CLAY PE 3-4 CAP | CLAY PE | 35 KV | 3-4 CAP | CLAY PE 3-4 CAP | 35 | Unknown | Yes | Low | Status Only | False | 02/26/2021
3 |  | CONC PE 2-1 CAP | CONC PE | 35 KV | 2-1 CAP | CONC PE 2-1 CAP | 35 | Unknown | Yes | Low | Status Only | False | 02/26/2021
3 |  | CONC PE 2-2 CAP | CONC PE | 35 KV | 2-2 CAP | CONC PE 2-2 CAP | 35 | Unknown | Yes | Low | Status Only | False | 02/26/2021
3 |  | CRESCENT 1-1 CAP | CRESCENT | 13 KV | 1-1 CAP | CRESCENT 1-1 CAP | 13 | Unknown | Yes | Low | Status Only | False | 02/26/2021
3 |  | CRESCENT 1-2 CAP | CRESCENT | 13 KV | 1-2 CAP | CRESCENT 1-2 CAP | 13 | Unknown | Yes | Low | Status Only | False | 02/26/2021
3 |  | CRESCENT 1-3 CAP | CRESCENT | 13 KV | 1-3 CAP | CRESCENT 1-3 CAP | 13 | Unknown | Yes | Low | Status Only | False | 02/26/2021
3 |  | CRESCENT 3-1 CAP | CRESCENT | 13 KV | 3-1 CAP | CRESCENT 3-1 CAP | 13 | Unknown | Yes | Low | Status Only | False | 02/26/2021
3 |  | CRESCENT 3-2 CAP | CRESCENT | 13 KV | 3-2 CAP | CRESCENT 3-2 CAP | 13 | Unknown | Yes | Low | Status Only | False | 02/26/2021
3 |  | CRESCENT 3-3 CAP | CRESCENT | 13 KV | 3-3 CAP | CRESCENT 3-3 CAP | 13 | Unknown | Yes | Low | Status Only | False | 02/26/2021
3 | 5-1 | CROMBY 5-1 CAP CAP | CROMBY | 230 KV | 5-1 CAP | CROMBY 5-1 CAP CAP | 230 | Yes | Yes | Yes | Status Only | True | 04/29/2020
3 | 6-4 | CROMBY 6-4 CAP CAP | CROMBY | 230 KV | 6-4 CAP | CROMBY 6-4 CAP CAP | 230 | Yes | Yes | Yes | Status Only | True | 04/29/2020
3 | 1-1 | CROMBY 1-1 CAP CAP | CROMBY | 138 KV | 1-1 CAP | CROMBY 1-1 CAP CAP | 138 | Yes | Yes | Low | Status Only | True | 05/06/2020
3 |  | CROMBY 8-1_CAP CAP | CROMBY | 35 KV | 8-1_CAP | CROMBY 8-1_CAP CAP | 35 | Unknown | Yes | Low | Status Only | False | 02/28/2024
3 |  | CROMBY 8-2_CAP CAP | CROMBY | 35 KV | 8-2_CAP | CROMBY 8-2_CAP CAP | 35 | Unknown | Yes | Low | Status Only | False | 02/28/2024
3 |  | ELMWOOD 6-1 CAP | ELMWOOD | 13 KV | 6-1 CAP | ELMWOOD 6-1 CAP | 13 | Unknown | Yes | Low | Status Only | False | 02/26/2021
3 |  | ELMWOOD 6-2 CAP | ELMWOOD | 13 KV | 6-2 CAP | ELMWOOD 6-2 CAP | 13 | Unknown | Yes | Low | Status Only | False | 02/26/2021
3 | 20-1 | ELROY 20-1 CAP | ELROY | 500 KV | 20-1 | ELROY 20-1 CAP | 500 | Yes | Yes | Yes | Status Only | True | 04/29/2020
3 | 22-1 | ELROY 22-1 CAP | ELROY | 500 KV | 22-1 | ELROY 22-1 CAP | 500 | Yes | Yes | Yes | Status Only | True | 04/29/2020
3 |  | EMILIE 1-2 CAP | EMILIE | 35 KV | 1-2 CAP | EMILIE 1-2 CAP | 35 | Unknown | Yes | Low | Status Only | False | 02/26/2021
3 |  | EMILIE 3-4 CAP | EMILIE | 35 KV | 3-4 CAP | EMILIE 3-4 CAP | 35 | Unknown | Yes | Low | Status Only | False | 02/26/2021
3 | 8-1 | Emilie 8-1 230 kV Capacitor | EMILIE | 230 KV | EML 8-1 | EMILIE EML 8-1 CAP | 230 | Yes | Yes | Yes | Status Only | True | 04/29/2020
3 |  | FOXCHASE 6-1 CAP | FOXCHASE | 13 KV | 6-1 CAP | FOXCHASE 6-1 CAP | 13 | Unknown | Yes | Low | Status Only | False | 02/26/2021
3 |  | FOXCHASE 6-2 CAP | FOXCHASE | 13 KV | 6-2 CAP | FOXCHASE 6-2 CAP | 13 | Unknown | Yes | Low | Status Only | False | 02/26/2021
3 |  | FOXCHASE 6-3 CAP | FOXCHASE | 13 KV | 6-3 CAP | FOXCHASE 6-3 CAP | 13 | Unknown | Yes | Low | Status Only | False | 02/26/2021
3 |  | GRAYSFER 1-1 CAP | GRAYSFER | 13 KV | 1-1 CAP | GRAYSFER 1-1 CAP | 13 | Unknown | Yes | Low | Status Only | False | 02/26/2021
3 |  | GRAYSFER 1-2 CAP | GRAYSFER | 13 KV | 1-2 CAP | GRAYSFER 1-2 CAP | 13 | Unknown | Yes | Low | Status Only | False | 02/26/2021
3 |  | GRAYSFER 8-1_CAP CAP | GRAYSFER | 230 KV | 8-1_CAP | GRAYSFER 8-1_CAP CAP | 230 | Yes | Yes | Yes | Status Only | True | 02/28/2024
3 |  | GRAYSFER 8-2_CAP CAP | GRAYSFER | 230 KV | 8-2_CAP | GRAYSFER 8-2_CAP CAP | 230 | Yes | Yes | Yes | Status Only | True | 02/28/2024
3 |  | HEATON 1-1 CAP | HEATON | 35 KV | 1-1 CAP | HEATON 1-1 CAP | 35 | Unknown | Yes | Low | Status Only | False | 02/26/2021
3 |  | HEATON 1-2 CAP | HEATON | 35 KV | 1-2 CAP | HEATON 1-2 CAP | 35 | Unknown | Yes | Low | Status Only | False | 02/26/2021
3 | 10-1 | HEATON 10-1 CAP CAP | HEATON | 230 KV | 10-1 CAP | HEATON 10-1 CAP CAP | 230 | Yes | Yes | Yes | Status Only | True | 04/29/2020
3 |  | HEATON 2-1 CAP | HEATON | 35 KV | 2-1 CAP | HEATON 2-1 CAP | 35 | Unknown | Yes | Low | Status Only | False | 02/26/2021
3 |  | HEATON 2-2 CAP | HEATON | 35 KV | 2-2 CAP | HEATON 2-2 CAP | 35 | Unknown | Yes | Low | Status Only | False | 02/26/2021
3 | 8-1 | HEATON 8-1 CAP CAP | HEATON | 138 KV | 8-1 CAP | HEATON 8-1 CAP CAP | 138 | Yes | Yes | Low | Status Only | True | 04/29/2020
3 |  | HEATON 3-1 CAP | HEATON | 13 KV | 3-1 CAP | HEATON 3-1 CAP | 13 | Unknown | Yes | Low | Status Only | False | 02/26/2021
3 |  | HEATON 3-2 CAP | HEATON | 13 KV | 3-2 CAP | HEATON 3-2 CAP | 13 | Unknown | Yes | Low | Status Only | False | 02/26/2021
3 |  | HOLMESBU 12-1 CAP | HOLMESBU | 13 KV | 12-1 CAP | HOLMESBU 12-1 CAP | 13 | Unknown | Yes | Low | Status Only | False | 02/26/2021
3 |  | HOLMESBU 12-2 CAP | HOLMESBU | 13 KV | 12-2 CAP | HOLMESBU 12-2 CAP | 13 | Unknown | Yes | Low | Status Only | False | 02/26/2021
3 |  | HOLMESBU 12-3 CAP | HOLMESBU | 13 KV | 12-3 CAP | HOLMESBU 12-3 CAP | 13 | Unknown | Yes | Low | Status Only | False | 02/26/2021
3 |  | JENKINTO 1-2 CAP CAP | JENKINTO | 35 KV | 1-2 CAP | JENKINTO 1-2 CAP CAP | 35 | Unknown | Yes | Low | Status Only | False | 02/26/2021
3 |  | JENKINTO 3-4 CAP CAP | JENKINTO | 35 KV | 3-4 CAP | JENKINTO 3-4 CAP CAP | 35 | Unknown | Yes | Low | Status Only | False | 02/26/2021
3 |  | LLANERCH 3-1 CAP CAP | LLANERCH | 35 KV | 3-1 CAP | LLANERCH 3-1 CAP CAP | 35 | Unknown | Yes | Low | Status Only | False | 02/26/2021
3 |  | LLANERCH 3-2 CAP CAP | LLANERCH | 35 KV | 3-2 CAP | LLANERCH 3-2 CAP CAP | 35 | Unknown | Yes | Low | Status Only | False | 02/26/2021
3 |  | LOMBARD 4-1 CAP | LOMBARD | 13 KV | 4-1 CAP | LOMBARD 4-1 CAP | 13 | Unknown | Yes | Low | Status Only | False | 02/26/2021
3 |  | LOMBARD 4-2 CAP | LOMBARD | 13 KV | 4-2 CAP | LOMBARD 4-2 CAP | 13 | Unknown | Yes | Low | Status Only | False | 02/26/2021
3 |  | LOMBARD 6-1 CAP | LOMBARD | 13 KV | 6-1 CAP | LOMBARD 6-1 CAP | 13 | Unknown | Yes | Low | Status Only | False | 02/26/2021
3 |  | LOMBARD 6-2 CAP | LOMBARD | 13 KV | 6-2 CAP | LOMBARD 6-2 CAP | 13 | Unknown | Yes | Low | Status Only | False | 02/26/2021
3 | 3-1 | Limerick 3-1 500 kV Capacitor | LIMERICK | 500 KV | LI 3-1 | LIMERICK LI 3-1 CAP | 500 | Yes | Yes | Yes | Status Only | True | 04/29/2020
3 | 7-1 | Llanerch 138 KV 7-1CAP Capacitor | LLANERCH | 138 KV | 7-1CAP | LLANERCH 7-1CAP CAP | 138 | Yes | Yes | Low | Status Only | True | 04/29/2020
3 |  | MIDD PE 5-1 CAP CAP | MIDD PE | 35 KV | 5-1 CAP | MIDD PE 5-1 CAP CAP | 35 | Unknown | Yes | Low | Status Only | False | 02/26/2021
3 |  | MIDD PE 5-2 CAP CAP | MIDD PE | 35 KV | 5-2 CAP | MIDD PE 5-2 CAP CAP | 35 | Unknown | Yes | Low | Status Only | False | 02/26/2021
3 |  | MOSER 1-2 CAP | MOSER | 35 KV | 1-2 CAP | MOSER 1-2 CAP | 35 | Unknown | Yes | Low | Status Only | False | 02/26/2021
3 |  | MOSER 3-4CAP | MOSER | 35 KV | 3-4 CAP | MOSER 3-4CAP | 35 | Unknown | Yes | Low | Status Only | False | 02/26/2021
3 |  | NEWLINVI 1-2 CAP CAP | NEWLINVI | 35 KV | 1-2 CAP | NEWLINVI 1-2 CAP CAP | 35 | Unknown | Yes | Low | Status Only | False | 02/26/2021
3 |  | NEWLINVI 3-4 CAP CAP | NEWLINVI | 35 KV | 3-4 CAP | NEWLINVI 3-4 CAP CAP | 35 | Unknown | Yes | Low | Status Only | False | 02/26/2021
3 |  | NEWTOWNS 3-1 CAP | NEWTOWNS | 13 KV | 3-1 CAP | NEWTOWNS 3-1 CAP | 13 | Unknown | Yes | Low | Status Only | False | 02/26/2021
3 |  | NEWTOWNS 3-2 CAP | NEWTOWNS | 13 KV | 3-2 CAP | NEWTOWNS 3-2 CAP | 13 | Unknown | Yes | Low | Status Only | False | 02/26/2021
3 |  | NPHILADE 1-1 CAP CAP | NPHILADE | 13 KV | 1-1 CAP | NPHILADE 1-1 CAP CAP | 13 | Unknown | Yes | Low | Status Only | False | 02/26/2021
3 |  | NPHILADE 1-2 CAP CAP | NPHILADE | 13 KV | 1-2 CAP | NPHILADE 1-2 CAP CAP | 13 | Unknown | Yes | Low | Status Only | False | 02/26/2021
3 |  | NPHILADE 1-3 CAP CAP | NPHILADE | 13 KV | 1-3 CAP | NPHILADE 1-3 CAP CAP | 13 | Unknown | Yes | Low | Status Only | False | 02/26/2021
3 |  | NPHILADE 4-1 CAP CAP | NPHILADE | 13 KV | 4-1 CAP | NPHILADE 4-1 CAP CAP | 13 | Unknown | Yes | Low | Status Only | False | 02/26/2021
3 |  | NPHILADE 4-2 CAP CAP | NPHILADE | 13 KV | 4-2 CAP | NPHILADE 4-2 CAP CAP | 13 | Unknown | Yes | Low | Status Only | False | 02/26/2021
3 |  | NPHILADE 4-3 CAP CAP | NPHILADE | 13 KV | 4-3 CAP | NPHILADE 4-3 CAP CAP | 13 | Unknown | Yes | Low | Status Only | False | 02/26/2021
3 |  | NWALES 1-1 CAP CAP | NWALES | 35 KV | 1-1 CAP | NWALES 1-1 CAP CAP | 35 | Unknown | Yes | Low | Status Only | False | 02/26/2021
3 |  | NWALES 1-2 CAP CAP | NWALES | 35 KV | 1-2 CAP | NWALES 1-2 CAP CAP | 35 | Unknown | Yes | Low | Status Only | False | 02/26/2021
3 |  | NWALES 2-1 CAP CAP | NWALES | 35 KV | 2-1 CAP | NWALES 2-1 CAP CAP | 35 | Unknown | Yes | Low | Status Only | False | 02/26/2021
3 |  | NWALES 2-2 CAP CAP | NWALES | 35 KV | 2-2 CAP | NWALES 2-2 CAP CAP | 35 | Unknown | Yes | Low | Status Only | False | 02/26/2021
3 |  | NWALES 3-1 CAP CAP | NWALES | 35 KV | 3-1 CAP | NWALES 3-1 CAP CAP | 35 | Unknown | Yes | Low | Status Only | False | 02/26/2021
3 |  | NWALES 3-21 CAP CAP | NWALES | 35 KV | 3-2 CAP | NWALES 3-21 CAP CAP | 35 | Unknown | Yes | Low | Status Only | False | 02/26/2021
3 | 10-1 | NWALES CAP 10-1 CAP | NWALES | 230 KV | CAP 10-1 | NWALES CAP 10-1 CAP | 230 | Yes | Yes | Yes | Status Only | True | 04/29/2020
3 | 7-1 | Newlinville 7-1 Cap 230 kV | NEWLINVI | 230 KV | 7-1 CAP | NEWLINVI 7-1 CAP CAP | 230 | Yes | Yes | Yes | Status Only | True | 04/29/2020
3 |  | PARRISH 3-1 CAP CAP | PARRISH | 13 KV | 3-1 CAP | PARRISH 3-1 CAP CAP | 13 | Unknown | Yes | Low | Status Only | False | 02/26/2021
3 |  | PARRISH 3-2 CAP CAP | PARRISH | 13 KV | 3-2 CAP | PARRISH 3-2 CAP CAP | 13 | Unknown | Yes | Low | Status Only | False | 02/26/2021
3 |  | PASSYUNK 1-1 CAP | PASSYUNK | 13 KV | 1-1 CAP | PASSYUNK 1-1 CAP | 13 | Unknown | Yes | Low | Status Only | False | 02/26/2021
3 |  | PASSYUNK 1-2 CAP | PASSYUNK | 13 KV | 1-2 CAP | PASSYUNK 1-2 CAP | 13 | Unknown | Yes | Low | Status Only | False | 02/26/2021
3 |  | PASSYUNK 1-3 CAP | PASSYUNK | 13 KV | 1-3 CAP | PASSYUNK 1-3 CAP | 13 | Unknown | Yes | Low | Status Only | False | 02/26/2021
3 |  | PASSYUNK 6-1 CAP CAP | PASSYUNK | 13 KV | 6-1 CAP | PASSYUNK 6-1 CAP CAP | 13 | Unknown | Yes | Low | Status Only | False | 02/26/2021
3 |  | PASSYUNK 6-2 CAP CAP | PASSYUNK | 13 KV | 6-2 CAP | PASSYUNK 6-2 CAP CAP | 13 | Unknown | Yes | Low | Status Only | False | 02/26/2021
3 |  | PASSYUNK 6-3 CAP CAP | PASSYUNK | 13 KV | 6-3 CAP | PASSYUNK 6-3 CAP CAP | 13 | Unknown | Yes | Low | Status Only | False | 02/26/2021
3 | 4-1 | PELTZ 4-1CAP 13.8kV | PELTZ | 13 KV | 4-1CAP | PELTZ 4-1CAP CAP | 13 | Unknown | Yes | Low | Status Only | False | 04/29/2020
3 | 4-2 | PELTZ 4-2CAP 13.8kV | PELTZ | 13 KV | 4-2CAP | PELTZ 4-2CAP CAP | 13 | Unknown | Yes | Low | Status Only | False | 04/29/2020
3 | 6-1 | PELTZ 6-1CAP 13.8kV | PELTZ | 13 KV | 6-1CAP | PELTZ 6-1CAP CAP | 13 | Unknown | Yes | Low | Status Only | False | 04/29/2020
3 | 6-2 | PELTZ 6-2CAP 13.8kV | PELTZ | 13 KV | 6-2CAP | PELTZ 6-2CAP CAP | 13 | Unknown | Yes | Low | Status Only | False | 04/29/2020
3 | 1-1 | PENROSE 1-1 CAP 13.8kV | PENROSE | 13 KV | 1-1CAP | PENROSE 1-1CAP CAP | 13 | Unknown | Yes | Low | Status Only | False | 04/29/2020
3 | 1-2 | PENROSE 1-2 CAP 13.8kV | PENROSE | 13 KV | 1-2CAP | PENROSE 1-2CAP CAP | 13 | Unknown | Yes | Low | Status Only | False | 04/29/2020
3 |  | PERKIOME 4-1 CAP | PERKIOME | 35 KV | 4-1 CAP | PERKIOME 4-1 CAP | 35 | Unknown | Yes | Low | Status Only | False | 02/26/2021
3 |  | PERKIOME 4-2 CAP | PERKIOME | 35 KV | 4-2 CAP | PERKIOME 4-2 CAP | 35 | Unknown | Yes | Low | Status Only | False | 02/26/2021
3 | 7-1 | PERKIOME CAP 7-1 CAP | PERKIOME | 138 KV | CAP 7-1 | PERKIOME CAP 7-1 CAP | 138 | Yes | Yes | Low | Status Only | True | 04/29/2020
3 |  | PLANEBRO 1-1 CAP | PLANEBRO | 35 KV | 1-1 | PLANEBRO 1-1 CAP | 35 | Unknown | Yes | Low | Status Only | False | 02/26/2021
3 |  | PLANEBRO 1-2 CAP | PLANEBRO | 35 KV | 1-2 | PLANEBRO 1-2 CAP | 35 | Unknown | Yes | Low | Status Only | False | 02/26/2021
3 |  | PLANEBRO 2-1 CAP | PLANEBRO | 35 KV | 2-1 | PLANEBRO 2-1 CAP | 35 | Unknown | Yes | Low | Status Only | False | 02/26/2021
3 |  | PLANEBRO 2-2 CAP | PLANEBRO | 35 KV | 2-2 | PLANEBRO 2-2 CAP | 35 | Unknown | Yes | Low | Status Only | False | 02/26/2021
3 |  | PLANEBRO 3-1 CAP | PLANEBRO | 35 KV | 3-1 | PLANEBRO 3-1 CAP | 35 | Unknown | Yes | Low | Status Only | False | 02/26/2021
3 |  | PLANEBRO 3-2 CAP | PLANEBRO | 35 KV | 3-2 | PLANEBRO 3-2 CAP | 35 | Unknown | Yes | Low | Status Only | False | 02/26/2021
3 | 8-1 | PLANEBRO 8-1 CAP | PLANEBRO | 230 KV | 8-1 | PLANEBRO 8-1 CAP | 230 | Yes | Yes | Yes | Status Only | True | 04/29/2020
3 |  | PLYMOUTH 11-1 CAP | PLYMOUTH | 13 KV | 11-1 CAP | PLYMOUTH 11-1 CAP | 13 | Unknown | Yes | Low | Status Only | False | 02/26/2021
3 |  | PLYMOUTH 11-2 CAP | PLYMOUTH | 13 KV | 11-2 CAP | PLYMOUTH 11-2 CAP | 13 | Unknown | Yes | Low | Status Only | False | 02/26/2021
3 |  | PLYMOUTH 21-1CAP CAP | PLYMOUTH | 13 KV | 21-1CAP | PLYMOUTH 21-1CAP CAP | 13 | Unknown | Yes | Low | Status Only | False | 02/26/2021
3 |  | PLYMOUTH 21-2CAP CAP | PLYMOUTH | 13 KV | 21-2CAP | PLYMOUTH 21-2CAP CAP | 13 | Unknown | Yes | Low | Status Only | False | 02/26/2021
3 |  | PLYMOUTH 23-1CAP CAP | PLYMOUTH | 13 KV | 23-1CAP | PLYMOUTH 23-1CAP CAP | 13 | Unknown | Yes | Low | Status Only | False | 02/26/2021
3 |  | PLYMOUTH 23-2CAP CAP | PLYMOUTH | 13 KV | 23-2CAP | PLYMOUTH 23-2CAP CAP | 13 | Unknown | Yes | Low | Status Only | False | 02/26/2021
3 |  | POST 3-1 CAP CAP | POST | 13 KV | 3-1 CAP | POST 3-1 CAP CAP | 13 | Unknown | Yes | Low | Status Only | False | 02/26/2021
3 |  | POST 3-2 CAP CAP | POST | 13 KV | 3-2 CAP | POST 3-2 CAP CAP | 13 | Unknown | Yes | Low | Status Only | False | 02/26/2021
3 | 1-6 | Plymouth Meeting 1-6 230 kV Capacitor | PLYMOUTH | 230 KV | PL 1-6 | PLYMOUTH PL 1-6 CAP | 230 | Yes | Yes | Yes | Status Only | True | 04/29/2020
3 |  | ROXBOROU 6-1 CAP CAP | ROXBOROU | 13 KV | 6-1 CAP | ROXBOROU 6-1 CAP CAP | 13 | Unknown | Yes | Low | Status Only | False | 02/26/2021
3 |  | ROXBOROU 6-2 CAP CAP | ROXBOROU | 13 KV | 6-2 CAP | ROXBOROU 6-2 CAP CAP | 13 | Unknown | Yes | Low | Status Only | False | 02/26/2021
3 |  | ROXBOROU 6-3 CAP CAP | ROXBOROU | 13 KV | 6-3 CAP | ROXBOROU 6-3 CAP CAP | 13 | Unknown | Yes | Low | Status Only | False | 02/26/2021
3 |  | SHARONHI SHACAP CAP | SHARONHI | 35 KV | SHACAP | SHARONHI SHACAP CAP | 35 | Unknown | Yes | Low | Status Only | False | 02/26/2021
3 |  | SWARK 1-1CAP CAP | SWARK | 13 KV | 1-1CAP | SWARK 1-1CAP CAP | 13 | Unknown | Yes | Low | Status Only | False | 02/26/2021
3 |  | SWARK 1-2CAP CAP | SWARK | 13 KV | 1-2CAP | SWARK 1-2CAP CAP | 13 | Unknown | Yes | Low | Status Only | False | 02/26/2021
3 |  | SWARK 2-1CAP CAP | SWARK | 13 KV | 2-1CAP | SWARK 2-1CAP CAP | 13 | Unknown | Yes | Low | Status Only | False | 02/26/2021
3 |  | SWARK 2-2CAP CAP | SWARK | 13 KV | 2-2CAP | SWARK 2-2CAP CAP | 13 | Unknown | Yes | Low | Status Only | False | 02/26/2021
3 |  | TACONY 1-1 CAP | TACONY | 13 KV | 1-1 CAP | TACONY 1-1 CAP | 13 | Unknown | Yes | Low | Status Only | False | 02/26/2021
3 |  | TACONY 1-2 CAP | TACONY | 13 KV | 1-2 CAP | TACONY 1-2 CAP | 13 | Unknown | Yes | Low | Status Only | False | 02/26/2021
3 |  | TACONY 1-3 CAP | TACONY | 13 KV | 1-3 CAP | TACONY 1-3 CAP | 13 | Unknown | Yes | Low | Status Only | False | 02/26/2021
3 |  | TUNA CAP1-1 CAP | TUNA | 13 KV | CAP1-1 | TUNA CAP1-1 CAP | 13 | Unknown | Yes | Low | Status Only | False | 02/26/2021
3 |  | TUNA CAP1-2 CAP | TUNA | 13 KV | CAP1-2 | TUNA CAP1-2 CAP | 13 | Unknown | Yes | Low | Status Only | False | 02/26/2021
3 |  | TUNA CAP2-1 CAP | TUNA | 13 KV | CAP2-1 | TUNA CAP2-1 CAP | 13 | Unknown | Yes | Low | Status Only | False | 02/26/2021
3 |  | TUNA CAP2-2 CAP | TUNA | 13 KV | CAP2-2 | TUNA CAP2-2 CAP | 13 | Unknown | Yes | Low | Status Only | False | 02/26/2021
3 |  | TUNA CAP3-1 CAP | TUNA | 13 KV | CAP3-1 | TUNA CAP3-1 CAP | 13 | Unknown | Yes | Low | Status Only | False | 02/26/2021
3 |  | TUNA CAP3-2 CAP | TUNA | 13 KV | CAP3-2 | TUNA CAP3-2 CAP | 13 | Unknown | Yes | Low | Status Only | False | 02/26/2021
3 |  | UNIVERSI 4-1 CAP | UNIVERSI | 13 KV | 4-1 CAP | UNIVERSI 4-1 CAP | 13 | Unknown | Yes | Low | Status Only | False | 02/26/2021
3 |  | UNIVERSI 4-2 CAP | UNIVERSI | 13 KV | 4-2 CAP | UNIVERSI 4-2 CAP | 13 | Unknown | Yes | Low | Status Only | False | 02/26/2021
3 |  | UPPERDAR 1-2 CAP | UPPERDAR | 35 KV | 1-2 CAP | UPPERDAR 1-2 CAP | 35 | Unknown | Yes | Low | Status Only | False | 02/26/2021
3 |  | UPPERDAR 3-4 CAP | UPPERDAR | 35 KV | 3-4 CAP | UPPERDAR 3-4 CAP | 35 | Unknown | Yes | Low | Status Only | False | 02/26/2021
3 |  | UPPERMER CAP2-1 CAP | UPPERMER | 35 KV | CAP2-1 | UPPERMER CAP2-1 CAP | 35 | Unknown | Yes | Low | Status Only | False | 02/26/2021
3 |  | UPPERMER CAP2-2 CAP | UPPERMER | 35 KV | CAP2-2 | UPPERMER CAP2-2 CAP | 35 | Unknown | Yes | Low | Status Only | False | 02/26/2021
3 |  | UPPERMER CAP3-1 CAP | UPPERMER | 35 KV | CAP3-1 | UPPERMER CAP3-1 CAP | 35 | Unknown | Yes | Low | Status Only | False | 02/26/2021
3 |  | UPPERMER CAP3-2 CAP | UPPERMER | 35 KV | CAP3-2 | UPPERMER CAP3-2 CAP | 35 | Unknown | Yes | Low | Status Only | False | 02/26/2021
3 |  | WARRINGT 1-1 CAP | WARRINGT | 35 KV | 1-1 | WARRINGT 1-1 CAP | 35 | Unknown | Yes | Low | Status Only | False | 02/26/2021
3 |  | WARRINGT 1-2 CAP | WARRINGT | 35 KV | 1-2 | WARRINGT 1-2 CAP | 35 | Unknown | Yes | Low | Status Only | False | 02/26/2021
3 | 8-1 | WARRINGTON 8-1 CAP | WARRINGT | 230 KV | 230CAP1 | WARRINGT 230CAP1 CAP | 230 | Yes | Yes | Yes | Status Only | True | 04/29/2020
3 |  | WAVERLY1 2-1 CAP | WAVERLY1 | 13 KV | 2-1 | WAVERLY1 2-1 CAP | 13 | Unknown | Yes | Low | Status Only | False | 02/26/2021
3 |  | WAVERLY1 2-2 CAP | WAVERLY1 | 13 KV | 2-2 | WAVERLY1 2-2 CAP | 13 | Unknown | Yes | Low | Status Only | False | 02/26/2021
3 |  | WHITEMAR 1-2 CAP | WHITEMAR | 35 KV | 1-2 CAP | WHITEMAR 1-2 CAP | 35 | Unknown | Yes | Low | Status Only | False | 02/26/2021
3 |  | WHITEMAR 3-4 CAP | WHITEMAR | 35 KV | 3-4 CAP | WHITEMAR 3-4 CAP | 35 | Unknown | Yes | Low | Status Only | False | 02/26/2021
3 |  | WHITPAIN 2-4_CAP CAP | WHITPAIN | 230 KV | 2-4_CAP | WHITPAIN 2-4_CAP CAP | 230 | Yes | Yes | Yes | Status Only | True | 02/28/2024
3 |  | WHITPAIN 2-5_CAP CAP | WHITPAIN | 230 KV | 2-5_CAP | WHITPAIN 2-5_CAP CAP | 230 | Yes | Yes | Yes | Status Only | True | 02/28/2024
3 |  | WMORELAN 11-1_CAP CAP | WMORELAN | 13 KV | 11-1_CAP | WMORELAN 11-1_CAP CAP | 13 | Unknown | Yes | Low | Status Only | False | 09/07/2023
3 |  | WMORELAN 11-2_CAP CAP | WMORELAN | 13 KV | 11-2_CAP | WMORELAN 11-2_CAP CAP | 13 | Unknown | Yes | Low | Status Only | False | 09/07/2023
3 |  | WMORELAND 12-1 CAP | WMORELAN | 13 KV | 12-1 CAP | WMORELAND 12-1 CAP | 13 | Unknown | Yes | Low | Status Only | False | 02/26/2021
3 |  | WMORELAND 12-2 CAP | WMORELAN | 13 KV | 12-2 CAP | WMORELAND 12-2 CAP | 13 | Unknown | Yes | Low | Status Only | False | 02/26/2021
3 |  | WOODBOUR 10-1_CAP CAP | WOODBOUR | 230 KV | 10-1_CAP | WOODBOUR 10-1_CAP CAP | 230 | Yes | Yes | Yes | Status Only | True | 02/28/2024
3 |  | WOODBOUR 6-1 CAP | WOODBOUR | 35 KV | 6-1 CAP | WOODBOUR 6-1 CAP | 35 | Unknown | Yes | Low | Status Only | False | 02/26/2021
3 |  | WOODBOUR 6-2 CAP | WOODBOUR | 35 KV | 6-2 CAP | WOODBOUR 6-2 CAP | 35 | Unknown | Yes | Low | Status Only | False | 02/26/2021
3 | 2-1 | Waneeta 2-1 230 kV Capacitor | WANEETA | 230 KV | WA 2-1 | WANEETA WA 2-1 CAP | 230 | Yes | Yes | Yes | Status Only | True | 04/29/2020
4 |  | BUCKINGH BUCK2-1 REAC | BUCKINGH | 230 KV | BUCK2-1 | BUCKINGH BUCK2-1 REAC | 230 | Yes | Yes | Yes | Status Only | True | 05/05/2020
4 |  | BUSTIE1 | PEACHBOT | 500 KV | BUSTIE1 | PEACHBOT BUSTIE1 SER DEV | 500 | Yes | Yes | Yes | Reliability & Markets | True | 07/21/2022
4 |  | BUSTIE2 | PEACHBOT | 500 KV | BUSTIE2 | PEACHBOT BUSTIE2 SER DEV | 500 | Yes | Yes | Yes | Reliability & Markets | True | 07/21/2022
4 |  | Barbados 35 kV reactor | BARBADOS | 35 KV | BARBADS | BARBADOS BARBADS SER DEV | 35 | No | Yes | No | Not monitored, no status | False | 12/12/2018
4 | l22039 | CHICHEST L22039 SER DEV | CHICHEST | 230 KV | L22039 | CHICHEST L22039 SER DEV | 230 | Yes | Yes | Yes | Reliability & Markets | True | 06/10/2020
4 | L22043 | CHICHEST L22043 SER DEV | CHICHEST | 230 KV | L22043 | CHICHEST L22043 SER DEV | 230 | Yes | Yes | Yes | Reliability & Markets | True | 06/10/2020
4 |  | COCHRNVL 22034SD SER DEV | COCHRNVL | 230 KV | 22034SD | COCHRNVL 22034SD SER DEV | 230 | Yes | Yes | Yes | Reliability & Markets | True | 06/01/2023
4 | SD1 | Chichester 138KV SD1 reactor | CHICHEST | 138 KV | SD1 | CHICHEST SD1 SER DEV | 138 | Yes | Yes | Yes | Reliability & Markets | True | 06/10/2020
4 | L22053 | Chichester 230 kV L22053 reactor | CHICHEST | 230 KV | L22053 | CHICHEST L22053 SER DEV | 230 | Yes | Yes | Yes | Reliability & Markets | True | 06/10/2020
4 |  | DALESVIL 220-05 SER DEV | DALESVIL | 230 KV | 220-05 | DALESVIL 220-05 SER DEV | 230 | Yes | Yes | Yes | Reliability & Markets | True | 06/01/2023
4 |  | Delaware 6636 Reactor | DELA PE | 69 KV | 6636REAC | DELA PE 6636REAC SER DEV | 69 | No | Yes | No | Not monitored, no status | False | 12/12/2018
4 | 130-42 | Eddystone 130-42 Reactor | EDDYSTON | 138 KV | EDDYSTN2 | EDDYSTON EDDYSTN2 130-42 | 138 | Yes | Yes | Yes | Reliability & Markets | True | 12/12/2018
4 | 130-45 | Eddystone 130-45 Reactor | EDDYSTON | 138 KV | EDDYSTN1 | EDDYSTON EDDYSTN1 130-45 | 138 | Yes | Yes | Yes | Reliability & Markets | True | 12/12/2018
4 |  | Eddystone Bus Tie 138 kV Reactor | EDDYSTON | 138 KV | EDDYSTN | EDDYSTON EDDYSTN BUSTIE | 138 | Yes | Yes | Yes | Reliability & Markets | True | 12/12/2018
4 |  | Emilie 35 kV reactor | EMILIE | 35 KV | EMILIE | EMILIE EMILIE SER DEV | 35 | No | Yes | No | Not monitored, no status | False | 12/12/2018
4 |  | LIMERICK 4ABLEAD1 SER DEV | LIMERICK | 500 KV | 4ABLEAD1 | LIMERICK 4ABLEAD1 SER DEV | 500 | Yes | Yes | Yes | Reliability & Markets | True | 02/28/2023
4 |  | LIMERICK 4ABLEAD2 SER DEV | LIMERICK | 230 KV | 4ABLEAD2 | LIMERICK 4ABLEAD2 SER DEV | 230 | Yes | Yes | Yes | Reliability & Markets | True | 02/28/2023
4 | 220-86 | LINWDPE-PHILLIPS ISLAND 220-86 (modeling aid) | LINWDPE | 230 KV | 220-86 | LINWDPE 220-86 SER DEV | 230 | Yes | Yes | Yes | Reliability & Markets | True | 12/12/2018
4 | 220-87 | LINWDPE-PHILLIPS ISLAND 220-87 (modeling aid) | LINWDPE | 230 KV | 220-87 | LINWDPE 220-87 SER DEV | 230 | Yes | Yes | Yes | Reliability & Markets | True | 12/12/2018
4 |  | Master 6608 Reactor | MASTER | 69 KV | MASTREAC | MASTER MASTREAC SER DEV | 69 | Yes | Yes | Yes | Reliability & Markets | True | 10/29/2019
4 | 1-3 | NOTTINGHM 1-3 SER DEV | NOTTINGH | 230 KV | 1-3 | NOTTINGHM 1-3 SER DEV | 230 | Yes | Yes | Yes | Reliability & Markets | True | 12/12/2018
4 | 2-3 | NOTTINGHM 2-3 SER DEV | NOTTINGH | 230 KV | 2-3 | NOTTINGHM 2-3 SER DEV | 230 | Yes | Yes | Yes | Reliability & Markets | True | 12/12/2018
4 |  | Penn 69 kV reactor | PENN | 69 KV | PENN | PENN PENN SER DEV | 69 | No | Yes | No | Not monitored, no status | False | 12/12/2018
4 | 1-2 | Planebrook 35 kV 1-2 tie reactor | PLANEBRO | 35 KV | 1-2 TIE | PLANEBRO 1-2 TIE SER DEV | 35 | No | Yes | No | Not monitored, no status | False | 12/12/2018
4 | 2-3 | Planebrook 35 kV 2-3 Tie reactor | PLANEBRO | 35 KV | 2-3 TIE | PLANEBRO 2-3 TIE SER DEV | 35 | No | Yes | No | Not monitored, no status | False | 12/12/2018
4 |  | ROXBOROU 220-65 SER DEV | ROXBOROU | 230 KV | 220-65 | ROXBOROU 220-65 SER DEV | 230 | Yes | Yes | Yes | Reliability & Markets | True | 06/01/2023
4 |  | Upper Merion 35 kV reactor | UPPERMER | 35 KV | UPPMER1 | UPPERMER UPPMER1 SER DEV | 35 | No | Yes | No | Not monitored, no status | False | 12/12/2018
4 |  | WANEETA SD_1 SER DEV | WANEETA | 138 KV | SD_1 | WANEETA SD_1 SER DEV | 138 | Yes | Yes | Yes | Reliability & Markets | True | 03/11/2021
4 |  | WAYNEJCT 220-28 SER DEV | WAYNEJCT | 230 KV | 220-28 | WAYNEJCT 220-28 SER DEV | 230 | Yes | Yes | Yes | Reliability & Markets | True | 06/01/2023
4 |  | WAYNEJCT 220-42 SER DEV | WAYNEJCT | 230 KV | 220-42 | WAYNEJCT 220-42 SER DEV | 230 | Yes | Yes | Yes | Reliability & Markets | True | 06/01/2023
4 |  | WHITEMAR 220-17 SER DEV | WHITEMAR | 230 KV | 220-17 | WHITEMAR 220-17 SER DEV | 230 | Yes | Yes | Yes | Reliability & Markets | True | 06/01/2023
4 |  | WHITEMAR 220-41 SER DEV | WHITEMAR | 230 KV | 220-41 | WHITEMAR 220-41 SER DEV | 230 | Yes | Yes | Yes | Reliability & Markets | True | 06/01/2023
4 |  | Westmoreland 69 kV reactor | WMORELAN | 69 KV | WESTREAC | WMORELAN WESTREAC | 69 | No | Yes | No | Not monitored, no status | False | 12/12/2018
7 | 220-12 | BUCKINGT-ROCKTOWN (JC) BUCK-ROC | BUCKINGH | 230 KV | BUCK-ROC | BUCKINGH-ROCKTOWN BUCK-ROC | 230 | Yes | Yes | Yes | Reliability & Markets | True | 12/12/2018
7 | 220-30 | Burlington - Croydon 230 kV PS/PE | BURLINGT | 230 KV | BUR-CRO | BURLING-CROYDON D-220-30-5 | 230 | Yes | Yes | Yes | Reliability & Markets | True | 10/25/2019
7 | 220-10 | Buxmont (PL) - Whitpain (End B) 230 kV | BUXMONT | 230 KV | BUX-WHI | BUXMONT-WHITPAIN 220-10 | 230 | Yes | Yes | Yes | Reliability & Markets | True | 12/12/2018
7 | 220-29 | Camden (PS) - Richmond (End B) 230 kV | CAMDEN | 230 KV | CAM-RIC | CAMDEN-RICH PE C-220-29 | 230 | Yes | Yes | Yes | Reliability & Markets | True | 12/12/2018
7 | 220-84 | Claymont (DPL) - Linwood (End B) 220-84 | CLAYMONT | 230 KV | CLA-LIN | CLAYMONT-LINWOOD 220-84 | 230 | Yes | Yes | Yes | Reliability & Markets | True | 12/12/2018
7 | 220-01 | Colora (DPL) - Nottingham 220-01 | COLORA | 230 KV | COL-NOTT | COLORA-NOTTINGH 220-01 | 230 | Yes | Yes | Yes | Reliability & Markets | True | 12/12/2018
7 | 5012 | Conastone (BGE) - Peach Bottom (End B) 500 kV | CONASTON | 500 KV | CNS-PEA | CONASTON-PEACHBOT 5012 | 500 | Yes | Yes | Yes | Reliability & Markets | True | 12/12/2018
7 | 220-88 | Conowing (End B) - Colora Tap 01 (DPL) | COLORA | 230 KV | COL-CON2 | COLORA-CONOWING 220-88 | 230 | Yes | Yes | Yes | Reliability & Markets | True | 12/12/2018
7 | 220-93 | CooperPE - Graceton (BGE) 230 kV Tie | COOPERPE | 230 KV | COO-GRA | COOPERPE-GRACETON 22093 | 230 | Yes | Yes | Yes | Reliability & Markets | True | 12/12/2018
7 | 220-38 | Delco Tap - Mickleton (AE) 230KV | DELCOTAP | 230 KV | DEL-MIC | DELCOTAP-MICKLETO 220-38 | 230 | Yes | Yes | Yes | Reliability & Markets | True | 12/12/2018
7 | 220-85 | Edgemoor (DPL) - Linwood (End B) | EDGEMOOR | 230 KV | EDG-LIN | EDGEMOOR-LINWOOD 220-85 | 230 | Yes | Yes | Yes | Reliability & Markets | True | 05/27/2020
7 | 5017 | Elroy (End B) - Branchburg (PS) 500 kV | BRANCHBU | 500 KV | BRA-ELR | BRANCHBU-ELROY 5017 | 500 | Yes | Yes | Yes | Reliability & Markets | True | 12/12/2018
7 | 5017 T1 | Elroy - ElroyPL (PL) 5017 T1 | ELROY | 500 KV | ELR-ELR | ELROY-ELROYPL 5017 T1 | 500 | Yes | Yes | Yes | Reliability & Markets | True | 12/12/2018
7 | 5028 T3 | Elroy - ElroyPL 5028 T3 PE/PL 500KV Tie-line | ELROY | 500 KV | ELR-ELR1 | ELROY-ELROYPL 5028 T3 | 500 | Yes | Yes | Yes | Reliability & Markets | True | 03/10/2020
7 | 5028 | Elroy - Hosensack 500KV PE/PL Tie-line | ELROY | 500 KV | ELR-HOS | ELROY-HOSENSAC 5028 | 500 | Yes | Yes | Yes | Reliability & Markets | True | 12/12/2018
7 | 5007 | Peach Bottom - TMI (ME) 500KV Tie-line | PEACHBOT | 500 KV | PEA-TMI | PEACHBOT-TMI 5007 | 500 | Yes | Yes | Yes | Reliability & Markets | True | 12/12/2018
7 | 130-27 | STEELTAP-TRENTON (PS) STE-TRE | STEELTAP | 138 KV | STE-TRE | STEELTAP-TRENTON STE-TRE | 138 | Yes | Yes | Yes | Reliability & Markets | True | 10/25/2019
8 | 1 | Conowingo #1 230 kV G1G2 | CONOWING | 230 KV | CONO1TR | CONOWING CONO1TR XFORMER | 230 | No | Yes | Yes | GSU | True | 04/30/2020
8 | 2 | Conowingo #2 230 kV G3 G4 | CONOWING | 230 KV | CONO2TR | CONOWING CONO2TR XFORMER | 230 | No | Yes | Yes | GSU | True | 04/30/2020
8 | 3 | Conowingo #3 230 kV G5 G6 | CONOWING | 230 KV | CONO3TR | CONOWING CONO3TR XFORMER | 230 | No | Yes | Yes | GSU | True | 04/30/2020
8 | 4 | Conowingo #4 230 kV G7 | CONOWING | 230 KV | CONO4TR | CONOWING CONO4TR XFORMER | 230 | No | Yes | Yes | GSU | True | 04/30/2020
8 | 5 | Conowingo #5 230 kV G8 G9 | CONOWING | 230 KV | CONO5TR | CONOWING CONO5TR XFORMER | 230 | No | Yes | Yes | GSU | True | 04/30/2020
8 | 6 | Conowingo #6 230 kV G10 G11 | CONOWING | 230 KV | CONO6TR | CONOWING CONO6TR XFORMER | 230 | No | Yes | Yes | GSU | True | 04/30/2020
8 | 10 | Croydon #10 230 kv | CROYDON | 230 KV | CROY 10 | CROYDON CROY 10 XFORMER | 230 | No | Yes | Yes | GSU | True | 04/30/2020
8 | 20 | Croydon #20 230 kV | CROYDON | 230 KV | CROY 20 | CROYDON CROY 20 XFORMER | 230 | No | Yes | Yes | GSU | True | 04/30/2020
8 | 30 | Croydon #30 230 kV | CROYDON | 230 KV | CROY 30 | CROYDON CROY 30 XFORMER | 230 | No | Yes | Yes | GSU | True | 04/30/2020
8 | 40 | Croydon #40 230 kV | CROYDON | 230 KV | CROY 40 | CROYDON CROY 40 XFORMER | 230 | No | Yes | Yes | GSU | True | 04/30/2020
8 | 1 | DLTAPLNT TR T1 | DLTAPLNT | 500 KV | TR T1 | DLTAPLNT TR T1 XFORMER | 500 | No | Yes | Yes | GSU | True | 04/30/2020
8 | 2 | DLTAPLNT TR T2 | DLTAPLNT | 500 KV | TR T2 | DLTAPLNT TR T2 XFORMER | 500 | No | Yes | Yes | GSU | True | 04/30/2020
8 | 3 | DLTAPLNT TR T3 | DLTAPLNT | 500 KV | TR T3 | DLTAPLNT TR T3 XFORMER | 500 | No | Yes | Yes | GSU | True | 04/30/2020
8 | 4 | DLTAPLNT TR T4 | DLTAPLNT | 500 KV | TR T4 | DLTAPLNT TR T4 XFORMER | 500 | No | Yes | Yes | GSU | True | 04/30/2020
8 | 5 | DLTAPLNT TR T5 XFORMER | DLTAPLNT | 500 KV | TR T5 | DLTAPLNT TR T5 XFORMER | 500 | No | Yes | Yes | GSU | True | 04/30/2020
8 | 6 | DLTAPLNT TR T6 XFORMER | DLTAPLNT | 500 KV | TR T6 | DLTAPLNT TR T6 XFORMER | 500 | No | Yes | Yes | GSU | True | 04/30/2020
8 | 7 | DLTAPLNT TR T7 XFORMER | DLTAPLNT | 500 KV | TR T7 | DLTAPLNT TR T7 XFORMER | 500 | Yes | Yes | Yes | GSU | True | 04/30/2020
8 | 1 | Delco Tap 1TR 230/13KV Transformer | DELCOTAP | 230 KV | 1 TR | DELCOTAP 1 TR XFORMER | 230 | No | Yes | Yes | GSU | True | 04/30/2020
8 | 10A | Eddystone 138/13.8 kV Unit 10 T10A | EDDYSTON | 138 KV | EDD 10A | EDDYSTON EDD 10A XFORMER | 138 | No | Yes | No | GSU | True | 04/30/2020
8 | 20A | Eddystone 138/13.8 kV Unit 20 T20A | EDDYSTON | 138 KV | EDDY20A | EDDYSTON EDDY20A XFORMER | 138 | No | Yes | No | GSU | True | 04/30/2020
8 | 34 | Eddystone 230/13.8 kV Unit 30/Unit 40 T34 | EDDYSTON | 230 KV | EDDY 34 | EDDYSTON EDDY 34 XFORMER | 230 | Yes | Yes | Yes | GSU | True | 04/30/2020
8 | 3 | Eddystone 230/23.4 kV Unit 3 T3 | EDDYSTON | 230 KV | EDDY 3 | EDDYSTON EDDY 3 XFORMER | 230 | No | Yes | Yes | GSU | True | 04/30/2020
8 | 4 | Eddystone 230/23.4 kV Unit 4 T4 | EDDYSTON | 230 KV | EDDY 4 | EDDYSTON EDDY 4 XFORMER | 230 | No | Yes | Yes | GSU | True | 04/30/2020
8 | 220-90 | Emilie - Ford Mill 220-90 | EMILIE | 230 KV | EMI-FARB | EMILIE-FORD MILL 220-90 | 230 | Yes | Yes | Yes | GSU | True | 04/30/2020
8 | 220-91 | Emilie - Ford Mill 220-91 | EMILIE | 230 KV | EMI-FARA | EMILIE-FORD MILL 220-91 | 230 | Yes | Yes | Yes | GSU | True | 04/30/2020
8 | 4 | Falls #4 35 kV CT1 CT2 CT3 | FALLS | 35 KV | FALL4TR | FALLS FALL4TR XFORMER | 35 | Yes | Yes | Yes | GSU | False | 10/25/2019
8 | 1ACT | Ford Mill 1ACT | FORDMILL | 230 KV | 1ACT XF | FORDMILL 1ACT XF XFORMER | 230 | No | Yes | Yes | GSU | True | 04/30/2020
8 | 1BCT | Ford Mill 1BCT | FORDMILL | 230 KV | 1BCT XF | FORDMILL 1BCT XF XFORMER | 230 | No | Yes | Yes | GSU | True | 04/30/2020
8 | 1STM | Ford Mill 1STM | FORDMILL | 230 KV | 1STM XF | FORDMILL 1STM XF XFORMER | 230 | No | Yes | Yes | GSU | True | 04/30/2020
8 | 2ACT | Ford Mill 2ACT | FORDMILL | 230 KV | 2ACT XF | FORDMILL 2ACT XF XFORMER | 230 | No | Yes | Yes | GSU | True | 04/30/2020
8 | 2BCT | Ford Mill 2BCT | FORDMILL | 230 KV | 2BCT XF | FORDMILL 2BCT XF XFORMER | 230 | No | Yes | Yes | GSU | True | 04/30/2020
8 | 2STM | Ford Mill 2STM | FORDMILL | 230 KV | 2STM XF | FORDMILL 2STM XF XFORMER | 230 | No | Yes | Yes | GSU | True | 04/30/2020
8 | 1 | Grays Ferry 230 kV 1Gen, 1 CT | GRAYFR_1 | 230 KV | 1TR | GRAYFR_1 1TR XFORMER | 230 | No | Yes | Yes | GSU | True | 04/30/2020
8 | A | Liberty G1 1EY_TF_A GTG1 | PRINTZ | 230 KV | 1EY_TF-A | PRINTZ 1EY_TF-A | 230 | No | Yes | Yes | GSU | True | 04/30/2020
8 | B | Liberty G1 1EY_TF_B GTG2 | PRINTZ | 230 KV | 1EY_TF-B | PRINTZ 1EY_TF-B | 230 | No | Yes | Yes | GSU | True | 04/30/2020
8 | C | Liberty G1 1EY_TF_C STG | PRINTZ | 230 KV | 1EY_TF-C | PRINTZ 1EY_TF-C | 230 | No | Yes | Yes | GSU | True | 04/30/2020
8 | 1 | Limerick 220/22 kV Unit 1 | LIMERICK | 230 KV | LIM1UNT | LIMERICK LIM1UNT XFORMER | 230 | No | Yes | Yes | GSU | True | 04/30/2020
8 | 2 | Limerick 500/20.9 kV Unit 2 | LIMERICK | 500 KV | LIM2UNT | LIMERICK LIM2UNT XFORMER | 500 | No | Yes | Yes | GSU | True | 04/30/2020
8 | 2J-TR-Y01 | Merck 2J TR-Y01 35/13KV GSU | MERCK | 35 KV | 2J-TRY01 | MERCK 2J-TRY01 XFORMER | 35 | No | Yes | Yes | GSU | False | 12/12/2018
8 | 19-1 | Merck T-19-1 35/13KV GSU | MERCK | 35 KV | T-19-1 | MERCK T-19-1 XFORMER | 35 | No | Yes | Yes | GSU | False | 12/12/2018
8 | 19-2 | Merck T-19-2 35/17KV GSU | MERCK | 35 KV | T-19-2 | MERCK T-19-2 XFORMER | 35 | No | Yes | Yes | GSU | False | 12/12/2018
8 | 1 | Montco 138 kV | MONTCO | 138 KV | MNT 1TR | MONTCO MNT 1TR XFORMER | 138 | No | Yes | Yes | GSU | True | 04/30/2020
8 | 4 | Moser #4 35 kV | MOSER | 35 KV | MOS 4TR | MOSER MOS 4TR XFORMER | 35 | No | Yes | No | GSU | False | 12/12/2018
8 | 1 | Muddy Run 230/13.8 kV G1 G2 T1 | MUDDYRN | 230 KV | MR 1TR | MUDDYRN MR 1TR XFORMER | 230 | No | Yes | Yes | GSU | True | 04/30/2020
8 | 2 | Muddy Run 230/13.8 kV G3 G4 T2 | MUDDYRN | 230 KV | MR 2TR | MUDDYRN MR 2TR XFORMER | 230 | No | Yes | Yes | GSU | True | 04/30/2020
8 | 3 | Muddy Run 230/13.8 kV G5 G6 T3 | MUDDYRN | 230 KV | MR 3TR | MUDDYRN MR 3TR XFORMER | 230 | No | Yes | Yes | GSU | True | 04/30/2020
8 | 4 | Muddy Run 230/13.8 kV G7 G8 T4 | MUDDYRN | 230 KV | MR 4TR | MUDDYRN MR 4TR XFORMER | 230 | No | Yes | Yes | GSU | True | 04/30/2020
8 | 2TR | Peach Bottom PB2 500/22KV Transformer | PEACHBOT | 500 KV | P.B.2TR | PEACHBOT P.B.2TR XFORMER | 500 | No | Yes | Yes | GSU | True | 04/30/2020
8 | 3TR | Peach Bottom PB3 500/22KV Transformer | PEACHBOT | 500 KV | P.B.3TR | PEACHBOT P.B.3TR XFORMER | 500 | No | Yes | Yes | GSU | True | 04/30/2020
8 | 6 | Phillips Island CT1 Step Up T6 CT1 | LINWDPE | 230 KV | GSU6 | LINWDPE 230 KV GSU6 XFORM | 230 | No | Yes | Yes | GSU | True | 04/30/2020
8 | 5 | Phillips Island CT2 Step Up T5 CT2 | LINWDPE | 230 KV | GSU5 | LINWDPE 230 KV GSU5 XFORM | 230 | No | Yes | Yes | GSU | True | 04/30/2020
8 | 4P | Phillips Island CT3/STM Step Up T4-P CT3/STM | LINWDPE | 230 KV | 4-P | LINWDPE 230 KV 4-P XFMR | 230 | No | Yes | No | GSU | True | 04/30/2020
8 | 4T | Phillips Island CT3/STM Step Up T4-S, CT3 | LINWDPE | 18 KV | 4-T | LINWDPE 18 KV 4-T XFORMER | 18 | No | Yes | No | GSU | False | 12/12/2018
8 | 4S | Phillips Island CT3/STM Step Up T4-S, STM | LINWDPE | 18 KV | 4-S | LINWDPE 18 KV 4-S XFORMER | 18 | No | Yes | No | GSU | False | 12/12/2018
8 | 5034 | RAD DLTAPLNT-PEACHBOT 5034 500 kV Line | DLTAPLNT | 500 KV | DLT-PEA | DLTAPLNT-PEACHBOT DLT-PEA | 500 | No | Yes | Yes | GSU | True | 04/30/2020
8 | 90 | Richmond 220/13.2 kV G91 G92 T90 | RICH PE | 230 KV | RICH 90 | RICH PE RICH 90 XFORMER | 230 | No | Yes | Yes | GSU | True | 04/30/2020
8 | TR12P | Rockspring TR12-P G1, G2 | ROCKSPRI | 500 KV | TR12-P | ROCKSPRI 500 KV TR12-P XFR | 500 | No | Yes | Yes | GSU | True | 04/30/2020
8 | TR12S | Rockspring TR12-S G1 | ROCKSPRI | 18 KV | TR12-S | ROCKSPRI 18 KV TR12-S XFMR | 18 | No | Yes | Yes | Status Only | False | 12/12/2018
8 | TR12T | Rockspring TR12-T G2 | ROCKSPRI | 18 KV | TR12-T | ROCKSPRI 18 KV TR12-T XFMR | 18 | No | Yes | Yes | Status Only | False | 12/12/2018
8 | TR34P | Rockspring TR34-P G3, G4 | ROCKSPRI | 500 KV | TR34-P | ROCKSPRI 500 KV TR34-P XFR | 500 | No | Yes | Yes | GSU | True | 04/30/2020
8 | TR34S | Rockspring TR34-S G3 | ROCKSPRI | 18 KV | TR34-S | ROCKSPRI 18 KV TR34-S XFMR | 18 | No | Yes | Yes | Status Only | False | 12/12/2018
8 | TR34T | Rockspring TR34-T G4 | ROCKSPRI | 18 KV | TR34-T | ROCKSPRI 18 KV TR34-T XFMR | 18 | No | Yes | Yes | Status Only | False | 12/12/2018
8 | TR56P | Rockspring TR56-P G5, G6 | ROCKSPRI | 500 KV | TR56-P | ROCKSPRI 500 KV TR56-P XFR | 500 | No | Yes | Yes | GSU | True | 04/30/2020
8 | TR56S | Rockspring TR56-S G5 | ROCKSPRI | 18 KV | TR56-S | ROCKSPRI 18 KV TR56-S XFMR | 18 | No | Yes | Yes | Status Only | False | 12/12/2018
8 | TR56T | Rockspring TR56-T G6 | ROCKSPRI | 18 KV | TR56-T | ROCKSPRI 18 KV TR56-T XFMR | 18 | No | Yes | Yes | Status Only | False | 12/12/2018
8 | 1TR | Scott Paper #1 69 kV | SCOTTPAP | 69 KV | SCP 1TR | SCOTTPAP SCP 1TR XFORMER | 69 | No | Yes | No | GSU | False | 12/12/2018
8 | 34TR | Southwark 69/13.8 kV G34 GSU | SWARK | 69 KV | SWK34TR | SWARK SWK34TR XFORMER | 69 | No | Yes | Yes | Status Only | False | 12/12/2018
8 | 56TR | Southwark 69/13.8 kV G56 GSU | SWARK | 69 KV | SWK56TR | SWARK SWK56TR XFORMER | 69 | No | Yes | Yes | Status Only | False | 12/12/2018
9 |  | BLUEGRAS 705 CB | BLUEGRAS | 138 KV | 705 CB | BLUEGRAS 705 CB | 138 | Yes | Yes | Yes | Reliability & Markets | True | 10/06/2022
9 |  | BLUEGRAS 805 CB | BLUEGRAS | 138 KV | 805 CB | BLUEGRAS 805 CB | 138 | Yes | Yes | Yes | Reliability & Markets | True | 10/06/2022
9 |  | BRADFORD 410 CB | BRADFORD | 230 KV | 410 CB | BRADFORD 410 CB | 230 | Yes | Yes | Yes | Reliability & Markets | True | 10/06/2022
9 |  | BRADFORD 420 CB | BRADFORD | 230 KV | 420 CB | BRADFORD 420 CB | 230 | Yes | Yes | Yes | Reliability & Markets | True | 10/06/2022
9 |  | BUCKINGH 220 CB | BUCKINGH | 230 KV | 220 CB | BUCKINGH 220 CB | 230 | Yes | Yes | Yes | Reliability & Markets | True | 09/29/2022
9 |  | BYBERRY 110 CB | BYBERRY | 138 KV | 110 CB | BYBERRY 110 CB | 138 | Yes | Yes | Yes | Reliability & Markets | True | 09/27/2022
9 |  | CHESTER 507 DIS | CHESTER | 69 KV | 507 | CHESTER 507 DIS | 69 | Yes | Yes | Yes | Reliability & Markets | True | 01/10/2024
9 |  | CHICHEST 125 CB | CHICHEST | 230 KV | 125 CB | CHICHEST 125 CB | 230 | Yes | Yes | Yes | Reliability & Markets | True | 09/29/2022
9 |  | CHICHEST 195CB CB | CHICHEST | 230 KV | 195CB | CHICHEST 195CB CB | 230 | Yes | Yes | Yes | Reliability & Markets | True | 09/27/2022
9 |  | CHICHEST 225 CB | CHICHEST | 69 KV | 225 | CHICHEST 225 CB | 69 | Yes | Yes | Yes | Reliability & Markets | True | 01/10/2024
9 |  | CHICHEST 785 CB CB | CHICHEST | 138 KV | 785 CB | CHICHEST 785 CB CB | 138 | Yes | Yes | Yes | Reliability & Markets | True | 09/29/2022
9 |  | CONOWING BUSTIE D CB | CONOWING | 230 KV | BUSTIE D | CONOWING BUSTIE D CB | 230 | Yes | Yes | Yes | Reliability & Markets | True | 10/06/2022
9 |  | DELCOTAP 185 CB | DELCOTAP | 230 KV | 185 CB | DELCOTAP 185 CB | 230 | Yes | Yes | Yes | Reliability & Markets | True | 08/31/2022
9 |  | EAGLE PE 785 CB | EAGLE PE | 69 KV | 785 | EAGLE PE 785 CB | 69 | Yes | Yes | Yes | Reliability & Markets | True | 11/10/2023
9 |  | EDDYSTON 335 CB | EDDYSTON | 230 KV | 335 CB | EDDYSTON 335 CB | 230 | Yes | Yes | Yes | Reliability & Markets | True | 10/06/2022
9 |  | EDDYSTON 445 CB | EDDYSTON | 230 KV | 445 CB | EDDYSTON 445 CB | 230 | Yes | Yes | Yes | Reliability & Markets | True | 10/06/2022
9 |  | EDDYSTON 585 CB | EDDYSTON | 69 KV | 585 CB | EDDYSTON 585 CB | 69 | Yes | Yes | Yes | Reliability & Markets | True | 06/13/2023
9 |  | EMILIE 140 CB | EMILIE | 138 KV | 140 CB | EMILIE 140 CB | 138 | Yes | Yes | Yes | Reliability & Markets | True | 07/21/2022
9 |  | EMILIE 785 CB | EMILIE | 230 KV | 785 CB | EMILIE 785 CB | 230 | Yes | Yes | Yes | Reliability & Markets | True | 07/21/2022
9 |  | EMILIE 895 CB | EMILIE | 230 KV | 895 CB | EMILIE 895 CB | 230 | Yes | Yes | Yes | Reliability & Markets | True | 07/21/2022
9 |  | EMILIE 235 CB | EMILIE | 138 KV | 235 | EMILIE 235 CB | 138 | Yes | Yes | Yes | Reliability & Markets | True | 07/21/2022
9 |  | GRAYSFER 275 CB | GRAYSFER | 230 KV | 275 CB | GRAYSFER 275 CB | 230 | Yes | Yes | Yes | Reliability & Markets | True | 10/06/2022
9 |  | GRAYSFER 295 CB CB | GRAYSFER | 230 KV | 295 CB | GRAYSFER 295 CB CB | 230 | Yes | Yes | Yes | Reliability & Markets | True | 10/06/2022
9 |  | GRAYSFER 375 CB | GRAYSFER | 230 KV | 375 CB | GRAYSFER 375 CB | 230 | Yes | Yes | Yes | Reliability & Markets | True | 10/06/2022
9 |  | GRAYSFER 395 CB CB | GRAYSFER | 230 KV | 395 CB | GRAYSFER 395 CB CB | 230 | Yes | Yes | Yes | Reliability & Markets | True | 10/06/2022
9 |  | GRAYSFER 605 CB CB | GRAYSFER | 230 KV | 605 CB | GRAYSFER 605 CB CB | 230 | Yes | Yes | Yes | Reliability & Markets | True | 10/06/2022
9 |  | GRAYSFER 705 CB | GRAYSFER | 230 KV | 705 CB | GRAYSFER 705 CB | 230 | Yes | Yes | Yes | Reliability & Markets | True | 11/02/2022
9 |  | GRAYSFER 755_CB CB | GRAYSFER | 230 KV | 755_CB | GRAYSFER 755_CB CB | 230 | Yes | Yes | Yes | Reliability & Markets | True | 12/04/2020
9 |  | HEATON 140 CB | HEATON | 138 KV | 140 CB | HEATON 140 CB | 138 | Yes | Yes | Yes | Reliability & Markets | True | 10/01/2022
9 |  | HEATON 705 CB | HEATON | 230 KV | 705 CB | HEATON 705 CB | 230 | Yes | Yes | Yes | Reliability & Markets | True | 10/01/2022
9 |  | HEATON 805 CB | HEATON | 230 KV | 805 CB | HEATON 805 CB | 230 | Yes | Yes | Yes | Reliability & Markets | True | 10/01/2022
9 |  | ISLANDRD 6623 CB | ISLANDRD | 69 KV | 6623 CB | ISLANDRD 6623 CB | 69 | Yes | Yes | Yes | Reliability & Markets | True | 12/25/2022
9 |  | JENKINTO 210 CB | JENKINTO | 230 KV | 210 CB | JENKINTO 210 CB | 230 | Yes | Yes | Yes | Reliability & Markets | True | 09/29/2022
9 |  | JENNERVL 25 CS | JENNERVL | 230 KV | 25 CS | JENNERVL 25 CS | 230 | Yes | Yes | Yes | Reliability & Markets | True | 06/13/2023
9 |  | LLANERCH 565 CB | LLANERCH | 138 KV | 565 CB | LLANERCH 565 CB | 138 | Yes | Yes | Yes | Reliability & Markets | True | 10/01/2022
9 |  | LLANERCH 655 CB | LLANERCH | 138 KV | 655 CB | LLANERCH 655 CB | 138 | Yes | Yes | Yes | Reliability & Markets | True | 10/01/2022
9 |  | MASTER 125 CB | MASTER | 138 KV | 125 CB | MASTER 125 CB | 138 | Yes | Yes | Yes | Reliability & Markets | True | 10/01/2022
9 |  | MASTER 895 CB | MASTER | 230 KV | 895 | MASTER 895 CB | 230 | Yes | Yes | Yes | Reliability & Markets | True | 10/01/2022
9 |  | NESHAMIN 895 CB | NESHAMIN | 138 KV | 895 | NESHAMIN 895 CB | 138 | Yes | Yes | Yes | Reliability & Markets | True | 10/01/2022
9 |  | NOTTINGH 785 CB | NOTTINGH | 230 KV | 785 | NOTTINGH 785 CB | 230 | Yes | Yes | Yes | Reliability & Markets | True | 10/01/2022
9 |  | NOTTINGH 895 CB | NOTTINGH | 230 KV | 895 | NOTTINGH 895 CB | 230 | Yes | Yes | Yes | Reliability & Markets | True | 10/01/2022
9 |  | NPHILADE 875 CB | NPHILADE | 230 KV | 875 CB | NPHILADE 875 CB | 230 | Yes | Yes | Yes | Reliability & Markets | True | 11/10/2022
9 |  | PEACHBOT DELTA DIS | PEACHBOT | 500 KV | DELTA | PEACHBOT DELTA DIS | 500 | Yes | Yes | Yes | Reliability & Markets | True | 12/04/2020
9 |  | PELTZ 975 CB | PELTZ | 230 KV | 975 | PELTZ 975 CB | 230 | Yes | Yes | Yes | Reliability & Markets | True | 09/29/2022
9 |  | PERKIOME 785 CB | PERKIOME | 138 KV | 785 CB | PERKIOME 785 CB | 138 | Yes | Yes | Yes | Reliability & Markets | True | 09/29/2022
9 |  | PERKIOME 797 DIS | PERKIOME | 230 KV | 797 | PERKIOME 797 DIS | 230 | Yes | Yes | Yes | Reliability & Markets | True | 06/13/2023
9 |  | PLANEBRO 785 CB | PLANEBRO | 230 KV | 785 CB | PLANEBRO 785 CB | 230 | Yes | Yes | Yes | Reliability & Markets | True | 10/01/2022
9 |  | PLANEBRO 985 CB | PLANEBRO | 230 KV | 985 CB | PLANEBRO 985 CB | 230 | Yes | Yes | Yes | Reliability & Markets | True | 10/01/2022
9 |  | PLYMOUTH 125 CB | PLYMOUTH | 230 KV | 125 CB | PLYMOUTH 125 CB | 230 | Yes | Yes | Yes | Reliability & Markets | True | 09/29/2022
9 |  | PLYMOUTH 235 CB | PLYMOUTH | 230 KV | 235 CB | PLYMOUTH 235 CB | 230 | Yes | Yes | Yes | Reliability & Markets | True | 09/29/2022
9 |  | PLYMOUTH 895 CB CB | PLYMOUTH | 138 KV | 895 CB | PLYMOUTH 895 CB CB | 138 | Yes | Yes | Yes | Reliability & Markets | True | 09/29/2022
9 |  | RICH PE BUSTIE | RICH PE | 69 KV | BUSTIE | RICH PE BUSTIE | 69 | Yes | Yes | Yes | Reliability & Markets | True | 11/10/2023
9 |  | ROXBOROU 125 CB | ROXBOROU | 69 KV | 125 CB | ROXBOROU 125 CB | 69 | Yes | Yes | Yes | Reliability & Markets | True | 11/10/2023
9 |  | SCHUYLKI DUMG3 DIS | SCHUYLKI | 69 KV | DUMG3 | SCHUYLKI DUMG3 DIS | 69 | Yes | Yes | Yes | Reliability & Markets | True | 11/10/2023
9 |  | STEELTAP 30 CB | STEELTAP | 138 KV | 30 | STEELTAP 30 CB | 138 | Yes | Yes | Yes | Reliability & Markets | True | 08/10/2022
9 |  | STEELTAP 60 CB | STEELTAP | 138 KV | 60 | STEELTAP 60 CB | 138 | Yes | Yes | Yes | Reliability & Markets | True | 08/17/2022
9 |  | TACONY 215 CB | TACONY | 69 KV | 215 CB | TACONY 215 CB | 69 | Yes | Yes | Yes | Reliability & Markets | True | 11/10/2023
9 |  | TREDYFFR 095 CB | TREDYFFR | 230 KV | 95 CB | TREDYFFR 095 CB | 230 | Yes | Yes | Yes | Reliability & Markets | True | 06/13/2023
9 |  | TREDYFFR 247 DIS | TREDYFFR | 230 KV | 247 | TREDYFFR 247 DIS | 230 | Yes | Yes | Yes | Reliability & Markets | True | 06/13/2023
9 |  | UPLANDPE 785_CB CB | UPLANDPE | 230 KV | 785_CB | UPLANDPE 785_CB CB | 230 | Yes | Yes | Yes | Reliability & Markets | True | 09/29/2022
9 |  | UPPERPRO 785 CB | UPPERPRO | 230 KV | 785 | UPPERPRO 785 CB | 230 | Yes | Yes | Yes | Reliability & Markets | True | 09/29/2022
9 |  | WANEETA 235 CB | WANEETA | 230 KV | 235 CB | WANEETA 235 CB | 230 | Yes | Yes | Yes | Reliability & Markets | True | 10/01/2022
9 |  | WANEETA 785 CB | WANEETA | 138 KV | 785 CB | WANEETA 785 CB | 138 | Yes | Yes | Yes | Reliability & Markets | True | 10/01/2022
9 |  | WARRINGT 875 CB | WARRINGT | 230 KV | 875 CB | WARRINGT 875 CB | 230 | Yes | Yes | Yes | Reliability & Markets | True | 10/01/2022
9 |  | WHITPAIN 125 CB | WHITPAIN | 230 KV | 125 CB | WHITPAIN 125 CB | 230 | Yes | Yes | Yes | Reliability & Markets | True | 09/29/2022
9 |  | WHITPAIN 235 CB | WHITPAIN | 230 KV | 235 CB | WHITPAIN 235 CB | 230 | Yes | Yes | Yes | Reliability & Markets | True | 09/29/2022
10 |  | AMTRAK 69 kV BUS | AMTRAK | 69 KV | TARIFF | DUMMY TARIFF FACILITY | 69 | No | Yes | No | Not monitored, no status | False | 01/29/2021
10 |  | Angora 13 kV BUS | ANGORA | 13 KV | TARIFF | DUMMY TARIFF FACILITY | 13 | No | Yes | No | Not monitored, no status | False | 01/29/2021
10 |  | Angora 69 kV BUS | ANGORA | 69 KV | TARIFF | DUMMY TARIFF FACILITY | 69 | Yes | Yes | Yes | Reliability & Markets | False | 01/29/2021
10 |  | BETHY JCT BUS 35Kv | BETHYJCT | 35 KV | TARIFF | DUMMY TARIFF FACILITY | 35 | No | Yes | No | Not monitored, no status | False | 01/29/2021
10 |  | BILES 69 KV BUS | BILES | 69 KV | TARIFF | DUMMY TARIFF FACILITY | 69 | Yes | Yes | No | Not monitored, no status | False | 01/29/2021
10 |  | Bala 13 kV BUS | BALA | 13 KV | TARIFF | DUMMY TARIFF FACILITY | 13 | No | Yes | No | Not monitored, no status | False | 01/29/2021
10 |  | Bala 230 kV BUS | BALA | 230 KV | TARIFF | DUMMY TARIFF FACILITY | 230 | Yes | Yes | Yes | Reliability & Markets | True | 01/29/2021
10 |  | Barbadoes 230 kV BUS | BARBADOS | 230 KV | TARIFF | DUMMY TARIFF FACILITY | 230 | Yes | Yes | Yes | Reliability & Markets | True | 01/29/2021
10 |  | Barbados 35 kV BUS | BARBADOS | 35 KV | TARIFF | DUMMY TARIFF FACILITY | 35 | No | Yes | No | Not monitored, no status | False | 01/29/2021
10 |  | Betzwood 230 kV BUS | BETZWOOD | 230 KV | TARIFF | DUMMY TARIFF FACILITY | 230 | Yes | Yes | Yes | Reliability & Markets | True | 01/29/2021
10 |  | Biles 138 kV BUS | BILES | 138 KV | TARIFF | DUMMY TARIFF FACILITY | 138 | Yes | Yes | Yes | Reliability BES | True | 01/29/2021
10 |  | Blue Ball 13 kV BUS | BYBERRY | 69 KV | TARIFF | DUMMY TARIFF FACILITY | 69 | No | Yes | No | Not monitored, no status | False | 01/29/2021
10 |  | Bluegrass 13 kV BUS | BLUEGRAS | 13 KV | TARIFF | DUMMY TARIFF FACILITY | 13 | No | Yes | No | Not monitored, no status | False | 01/29/2021
10 |  | Bluegrass 138 kV BUS | BLUEGRAS | 138 KV | TARIFF | DUMMY TARIFF FACILITY | 138 | Yes | Yes | Yes | Reliability & Markets | True | 01/29/2021
10 |  | Bradford 230 kV BUS | BRADFORD | 230 KV | TARIFF | DUMMY TARIFF FACILITY | 230 | Yes | Yes | Yes | Reliability & Markets | True | 01/29/2021
10 |  | Bradford 35 kV BUS | BRADFORD | 35 KV | TARIFF | DUMMY TARIFF FACILITY | 35 | No | Yes | No | Not monitored, no status | False | 01/29/2021
10 |  | Bryn Mawr 13 kV BUS | BRYNMAWR | 13 KV | TARIFF | DUMMY TARIFF FACILITY | 13 | No | Yes | No | Not monitored, no status | False | 01/29/2021
10 |  | Bryn Mawr 138 kV BUS | BRYNMAWR | 138 KV | TARIFF | DUMMY TARIFF FACILITY | 138 | Yes | Yes | Yes | Reliability & Markets | True | 01/29/2021
10 |  | Bryn Mawr 35 kV BUS | BRYNMAWR | 35 KV | TARIFF | DUMMY TARIFF FACILITY | 35 | No | Yes | No | Not monitored, no status | False | 01/29/2021
10 |  | Buckingham 230 kV BUS | BUCKINGH | 230 KV | TARIFF | DUMMY TARIFF FACILITY | 230 | Yes | Yes | Yes | Reliability & Markets | True | 01/29/2021
10 |  | Buckingham 35 kV BUS | BUCKINGH | 35 KV | TARIFF | DUMMY TARIFF FACILITY | 35 | No | Yes | No | Not monitored, no status | False | 01/29/2021
10 |  | Burholme 13 kV BUS | BURHOLME | 13 KV | TARIFF | DUMMY TARIFF FACILITY | 13 | No | Yes | No | Not monitored, no status | False | 01/29/2021
10 |  | Burholme 69 kV BUS | BURHOLME | 69 KV | TARIFF | DUMMY TARIFF FACILITY | 69 | Yes | Yes | Yes | Reliability & Markets | False | 01/29/2021
10 |  | Byberry 13 kV BUS | BYBERRY | 13 KV | TARIFF | DUMMY TARIFF FACILITY | 13 | No | Yes | No | Not monitored, no status | False | 01/29/2021
10 |  | Byberry 138 kV BUS | BYBERRY | 138 KV | TARIFF | DUMMY TARIFF FACILITY | 138 | Yes | Yes | Yes | Reliability & Markets | True | 01/29/2021
10 |  | Byberry 230 kV BUS | BYBERRY | 230 KV | TARIFF | DUMMY TARIFF FACILITY | 230 | Yes | Yes | Yes | Reliability & Markets | True | 01/29/2021
10 |  | Byberry 35 kV BUS | BYBERRY | 35 KV | TARIFF | DUMMY TARIFF FACILITY | 35 | No | Yes | No | Not monitored, no status | False | 01/29/2021
10 |  | Byberry 69 kV BUS | BYBERRY | 69 KV | TARIFF | DUMMY TARIFF FACILITY | 69 | No | Yes | No | Not monitored, no status | False | 01/29/2021
10 |  | CENTERPOINT 230 kV BUS | CENTERPT | 230 KV | TARIFF | DUMMY TARIFF FACILITY | 230 | Yes | Yes | Yes | Reliability & Markets | True | 01/29/2021
10 |  | CENTERPOINT 500 kV BUS | CENTERPT | 230 KV | TARIFF | DUMMY TARIFF FACILITY | 230 | Yes | Yes | Yes | Reliability & Markets | True | 01/29/2021
10 |  | CENTERPT 500 KV BUS | CENTERPT | 500 KV | TARIFF | DUMMY TARIFF FACILITY | 500 | Yes | Yes | Yes | Reliability & Markets | True | 01/29/2021
10 |  | CIVIC 69 KV BUS | CIVIC | 69 KV | TARIFF | DUMMY TARIFF FACILITY | 69 | Yes | Yes | Yes | Reliability & Markets | False | 02/28/2023
10 |  | CLIFTOPE 35 KV BUS | CLIFTOPE | 35 KV | TARIFF | DUMMY TARIFF FACILITY | 35 | Yes | Yes | No | Not monitored, no status | False | 12/11/2021
10 |  | COLWYN 35 KV BUS | COLWYN | 35 KV | TARIFF | DUMMY TARIFF FACILITY | 35 | Yes | Yes | No | Not monitored, no status | False | 03/11/2021
10 |  | COOPERPE 230 kV BUS | COOPERPE | 230 KV | TARIFF | DUMMY TARIFF FACILITY | 230 | Yes | Yes | Yes | Reliability & Markets | True | 01/29/2021
10 |  | COOPERPE 34 KV BUS | COOPERPE | 34 KV | TARIFF | DUMMY TARIFF FACILITY | 34 | Yes | Yes | No | Not monitored, no status | False | 02/27/2021
10 |  | Callowhill 13 kV BUS | CALLOWHI | 13 KV | TARIFF | DUMMY TARIFF FACILITY | 13 | No | Yes | No | Not monitored, no status | False | 01/29/2021
10 |  | Callowhill 138 kV BUS | CALLOWHI | 138 KV | TARIFF | DUMMY TARIFF FACILITY | 138 | Yes | Yes | Yes | Reliability BES | True | 01/29/2021
10 |  | Cedar Brook 13 kV BUS | CEDARBRO | 13 KV | TARIFF | DUMMY TARIFF FACILITY | 13 | No | Yes | No | Not monitored, no status | False | 01/29/2021
10 |  | Cedar Brook 69 kV BUS | CEDARBRO | 69 KV | TARIFF | DUMMY TARIFF FACILITY | 69 | Yes | Yes | Yes | Reliability & Markets | False | 01/29/2021
10 |  | Chester 13.2 kV BUS | CHESTER | 13 KV | TARIFF | DUMMY TARIFF FACILITY | 13 | No | Yes | No | Not monitored, no status | False | 01/29/2021
10 |  | Chester 35 kV BUS | CHESTER | 35 KV | TARIFF | DUMMY TARIFF FACILITY | 35 | No | Yes | No | Not monitored, no status | False | 01/29/2021
10 |  | Chester 69 kV BUS | CHESTER | 69 KV | TARIFF | DUMMY TARIFF FACILITY | 69 | Yes | Yes | No | Reliability & Markets | False | 01/29/2021
10 |  | Chichester 138 kV BUS | CHICHEST | 138 KV | TARIFF | DUMMY TARIFF FACILITY | 138 | Yes | Yes | Yes | Reliability & Markets | True | 01/29/2021
10 |  | Chichester 230 kV BUS | CHICHEST | 230 KV | TARIFF | DUMMY TARIFF FACILITY | 230 | Yes | Yes | Yes | Reliability & Markets | True | 01/29/2021
10 |  | Chichster 69 kV BUS | CHICHEST | 69 KV | TARIFF | DUMMY TARIFF FACILITY | 69 | Yes | Yes | Yes | Reliability & Markets | False | 01/29/2021
10 |  | China 230 kV BUS | CHINA | 230 KV | TARIFF | DUMMY TARIFF FACILITY | 230 | Yes | Yes | Yes | Reliability & Markets | True | 01/29/2021
10 |  | Clay 230 kV BUS | CLAY PE | 230 KV | TARIFF | DUMMY TARIFF FACILITY | 230 | Yes | Yes | Yes | Reliability & Markets | True | 01/29/2021
10 |  | Clay 35 kV BUS | CLAY PE | 35 KV | TARIFF | DUMMY TARIFF FACILITY | 35 | No | Yes | No | Not monitored, no status | False | 01/29/2021
10 |  | Cochranville 230 kV BUS | COCHRNVL | 230 KV | TARIFF | DUMMY TARIFF FACILITY | 230 | Yes | Yes | Yes | Reliability & Markets | True | 01/29/2021
10 |  | Concord 230 kV BUS | CONC PE | 230 KV | TARIFF | DUMMY TARIFF FACILITY | 230 | Yes | Yes | Yes | Reliability & Markets | True | 01/29/2021
10 |  | Concord 35 kV BUS | CONC PE | 35 KV | TARIFF | DUMMY TARIFF FACILITY | 35 | No | Yes | No | Not monitored, no status | False | 01/29/2021
10 |  | Conowingo 13 kV BUS | CONOWING | 13 KV | TARIFF | DUMMY TARIFF FACILITY | 13 | No | Yes | No | Not monitored, no status | False | 01/29/2021
10 |  | Conowingo 230 kV BUS | CONOWING | 230 KV | TARIFF | DUMMY TARIFF FACILITY | 230 | Yes | Yes | Yes | Reliability & Markets | True | 01/29/2021
10 |  | Crescentville 13 kV BUS | CRESCENT | 13 KV | TARIFF | DUMMY TARIFF FACILITY | 13 | No | Yes | No | Not monitored, no status | False | 01/29/2021
10 |  | Crescentville 138 kV BUS | CRESCENT | 138 KV | TARIFF | DUMMY TARIFF FACILITY | 138 | Yes | Yes | Yes | Reliability & Markets | True | 01/29/2021
10 |  | Cromby 138 kV BUS | CROMBY | 138 KV | TARIFF | DUMMY TARIFF FACILITY | 138 | Yes | Yes | Yes | Reliability & Markets | True | 01/29/2021
10 |  | Cromby 230 kV BUS | CROMBY | 230 KV | TARIFF | DUMMY TARIFF FACILITY | 230 | Yes | Yes | Yes | Reliability & Markets | True | 01/29/2021
10 |  | Cromby 35 kV BUS | CROMBY | 35 KV | TARIFF | DUMMY TARIFF FACILITY | 35 | No | Yes | No | Not monitored, no status | False | 01/29/2021
10 |  | Cromby 69 kV BUS | CROMBY | 69 KV | TARIFF | DUMMY TARIFF FACILITY | 69 | Yes | Yes | Yes | Reliability & Markets | False | 01/29/2021
10 |  | Croydon 13 kV BUS | CROYDON | 13 KV | TARIFF | DUMMY TARIFF FACILITY | 13 | No | Yes | No | Not monitored, no status | False | 01/29/2021
10 |  | Croydon 230 kV BUS | CROYDON | 230 KV | TARIFF | DUMMY TARIFF FACILITY | 230 | Yes | Yes | Yes | Reliability & Markets | True | 01/29/2021
10 |  | DLTAPLNT 13.8 KV BUS | DLTAPLNT | 13.8 KV | TARIFF | DUMMY TARIFF FACILITY | 13.8 | No | Yes | No | Not monitored, no status | False | 01/29/2021
10 |  | DLTAPLNT 18 KV BUS | DLTAPLNT | 18 KV | TARIFF | DUMMY TARIFF FACILITY | 18 | No | Yes | No | Not monitored, no status | False | 01/29/2021
10 |  | DLTAPLNT 4 KV BUS | DLTAPLNT | 4 KV | TARIFF | DUMMY TARIFF FACILITY | 4 | No | Yes | No | Not monitored, no status | False | 01/29/2021
10 |  | DLTAPLNT 500 KV BUS | DLTAPLNT | 500 KV | TARIFF | DUMMY TARIFF FACILITY | 500 | Yes | Yes | No | GSU | True | 02/27/2021
10 |  | DLUZERNE 69 kV BUS | DLUZERNE | 69 KV | TARIFF | DUMMY TARIFF FACILITY | 69 | No | Yes | No | Not monitored, no status | False | 01/29/2021
10 |  | Daleville 230 kV BUS | DALESVIL | 230 KV | TARIFF | DUMMY TARIFF FACILITY | 230 | Yes | Yes | Yes | Reliability & Markets | True | 01/29/2021
10 |  | Delaware 13.2 BUS | DELA PE | 13 KV | TARIFF | DUMMY TARIFF FACILITY | 13 | No | Yes | No | Not monitored, no status | False | 01/29/2021
10 |  | Delaware 69 kV BUS | DELA PE | 69 KV | TARIFF | DUMMY TARIFF FACILITY | 69 | Yes | Yes | Yes | Reliability & Markets | False | 01/29/2021
10 |  | Delco Tap 13KV BUS | DELCOTAP | 13 KV | TARIFF | DUMMY TARIFF FACILITY | 13 | No | Yes | No | Not monitored, no status | False | 01/29/2021
10 |  | Delco Tap 230KV BUS | DELCOTAP | 230 KV | TARIFF | DUMMY TARIFF FACILITY | 230 | Yes | Yes | Yes | Reliability & Markets | True | 01/29/2021
10 |  | Eagle 35 kV BUS | EAGLE PE | 35 KV | TARIFF | DUMMY TARIFF FACILITY | 35 | No | Yes | No | Not monitored, no status | False | 01/29/2021
10 |  | Eagle 69 kV BUS | EAGLE PE | 69 KV | TARIFF | DUMMY TARIFF FACILITY | 69 | No | Yes | No | Not monitored, no status | False | 01/29/2021
10 |  | Eddington 13 kV BUS | EDDINGTO | 13 KV | TARIFF | DUMMY TARIFF FACILITY | 13 | No | Yes | No | Not monitored, no status | False | 01/29/2021
10 |  | Eddington 230 kV BUS | EDDINGTO | 230 KV | TARIFF | DUMMY TARIFF FACILITY | 230 | Yes | Yes | Yes | Reliability & Markets | True | 01/29/2021
10 |  | Eddington Tap 230 kV BUS | EDDINTAP | 230 KV | TARIFF | DUMMY TARIFF FACILITY | 230 | Yes | Yes | Yes | Reliability & Markets | True | 01/29/2021
10 |  | Eddystone 13 kV BUS | EDDYSTON | 13 KV | TARIFF | DUMMY TARIFF FACILITY | 13 | No | Yes | No | Not monitored, no status | False | 01/29/2021
10 |  | Eddystone 138 kV BUS | EDDYSTON | 138 KV | TARIFF | DUMMY TARIFF FACILITY | 138 | Yes | Yes | Yes | Reliability & Markets | True | 01/29/2021
10 |  | Eddystone 20 kV BUS | EDDYSTON | 20 KV | TARIFF | DUMMY TARIFF FACILITY | 20 | No | Yes | No | Not monitored, no status | False | 01/29/2021
10 |  | Eddystone 230 kV BUS | EDDYSTON | 230 KV | TARIFF | DUMMY TARIFF FACILITY | 230 | Yes | Yes | Yes | Reliability & Markets | True | 01/29/2021
10 |  | Eddystone 69 kV BUS | EDDYSTON | 69 KV | TARIFF | DUMMY TARIFF FACILITY | 69 | Yes | Yes | Yes | Reliability & Markets | False | 01/29/2021
10 |  | Elkin Jct 35 kV BUS | ELKINJCT | 35 KV | TARIFF | DUMMY TARIFF FACILITY | 35 | No | Yes | No | Not monitored, no status | False | 01/29/2021
10 |  | Elmwood 13 kV BUS | ELMWOOD | 13 KV | TARIFF | DUMMY TARIFF FACILITY | 13 | No | Yes | No | Not monitored, no status | False | 01/29/2021
10 |  | Elmwood 230 kV BUS | ELMWOOD | 230 KV | TARIFF | DUMMY TARIFF FACILITY | 230 | Yes | Yes | Yes | Reliability & Markets | True | 01/29/2021
10 |  | Elroy 500 kV BUS | ELROY | 500 KV | TARIFF | DUMMY TARIFF FACILITY | 500 | Yes | Yes | Yes | Reliability & Markets | True | 01/29/2021
10 |  | Emilie 13 kV BUS | EMILIE | 13 KV | TARIFF | DUMMY TARIFF FACILITY | 13 | No | Yes | No | Not monitored, no status | False | 01/29/2021
10 |  | Emilie 138 kV BUS | EMILIE | 138 KV | TARIFF | DUMMY TARIFF FACILITY | 138 | Yes | Yes | Yes | Reliability & Markets | True | 01/29/2021
10 |  | Emilie 230 kV BUS | EMILIE | 230 KV | TARIFF | DUMMY TARIFF FACILITY | 230 | Yes | Yes | Yes | Reliability & Markets | True | 01/29/2021
10 |  | Emilie 35 kV BUS | EMILIE | 35 KV | TARIFF | DUMMY TARIFF FACILITY | 35 | No | Yes | No | Not monitored, no status | False | 01/29/2021
10 |  | Falls 13 kV BUS | FALLS | 13 KV | TARIFF | DUMMY TARIFF FACILITY | 13 | No | Yes | No | Not monitored, no status | False | 01/29/2021
10 |  | Falls 138 kV BUS | FALLS | 138 KV | TARIFF | DUMMY TARIFF FACILITY | 138 | Yes | Yes | Yes | Reliability & Markets | True | 01/29/2021
10 |  | Falls 35 kV BUS | FALLS | 35 KV | TARIFF | DUMMY TARIFF FACILITY | 35 | No | Yes | No | Not monitored, no status | False | 01/29/2021
10 |  | Far Hill (Fairless Hills) 69 kV BUS | FARHILLS | 69 KV | TARIFF | DUMMY TARIFF FACILITY | 69 | No | Yes | No | Not monitored, no status | False | 01/29/2021
10 |  | Flint 13 kV BUS | FLINT | 13 KV | TARIFF | DUMMY TARIFF FACILITY | 13 | No | Yes | No | Not monitored, no status | False | 01/29/2021
10 |  | Flint 230 kV BUS | FLINT | 230 KV | TARIFF | DUMMY TARIFF FACILITY | 230 | Yes | Yes | Yes | Reliability & Markets | True | 01/29/2021
10 |  | Ford Mill 18 kV BUS | FORDMILL | 18 KV | TARIFF | DUMMY TARIFF FACILITY | 18 | No | Yes | No | Not monitored, no status | False | 01/29/2021
10 |  | Ford Mill 230 kV BUS | FORDMILL | 230 KV | TARIFF | DUMMY TARIFF FACILITY | 230 | Yes | Yes | No | GSU | True | 02/27/2021
10 |  | Foulk 13 kV BUS | FOULK | 13 KV | TARIFF | DUMMY TARIFF FACILITY | 13 | No | Yes | No | Not monitored, no status | False | 01/29/2021
10 |  | Foulk 230 kV BUS | FOULK | 230 KV | TARIFF | DUMMY TARIFF FACILITY | 230 | Yes | Yes | Yes | Reliability & Markets | True | 01/29/2021
10 |  | Fox Chase 13 kV BUS | FOXCHASE | 13 KV | TARIFF | DUMMY TARIFF FACILITY | 13 | No | Yes | No | Not monitored, no status | False | 01/29/2021
10 |  | Fox Chase 138 kV BUS | FOXCHASE | 138 KV | TARIFF | DUMMY TARIFF FACILITY | 138 | Yes | Yes | Yes | Reliability & Markets | True | 01/29/2021
10 |  | Goshen 69 kV BUS | GOSHEN | 69 KV | TARIFF | DUMMY TARIFF FACILITY | 69 | Yes | Yes | Yes | Reliability & Markets | False | 01/29/2021
10 |  | Goshen 35 kV BUS | GOSHEN | 35 KV | TARIFF | DUMMY TARIFF FACILITY | 35 | No | Yes | No | Not monitored, no status | False | 01/29/2021
10 |  | Goshen Tap 69 kV BUS | GOSHNTAP | 69 KV | TARIFF | DUMMY TARIFF FACILITY | 69 | No | Yes | No | Not monitored, no status | False | 01/29/2021
10 |  | Grays Ferry 13 kV BUS | GRAYSFER | 13 KV | TARIFF | DUMMY TARIFF FACILITY | 13 | No | Yes | No | Not monitored, no status | False | 01/29/2021
10 |  | Grays Ferry 230 kV BUS | GRAYSFER | 230 KV | TARIFF | DUMMY TARIFF FACILITY | 230 | Yes | Yes | Yes | Reliability & Markets | True | 01/29/2021
10 |  | Grays Ferry 69 kV BUS | GRAYSFER | 69 KV | TARIFF | DUMMY TARIFF FACILITY | 69 | Yes | Yes | Yes | Reliability & Markets | False | 01/29/2021
10 |  | Grays Ferry C0-Gen 13 kV BUS | GRAYFR_1 | 13 KV | TARIFF | DUMMY TARIFF FACILITY | 13 | No | Yes | No | Not monitored, no status | False | 01/29/2021
10 |  | Grays Ferry C0-Gen 230 kV BUS | GRAYFR_1 | 230 KV | TARIFF | DUMMY TARIFF FACILITY | 230 | Yes | Yes | Yes | Reliability & Markets | True | 01/29/2021
10 |  | HOLMESBU 138 KV BUS | HOLMESBU | 138 KV | TARIFF | DUMMY TARIFF FACILITY | 138 | Yes | Yes | Yes | Reliability & Markets | True | 01/29/2021
10 |  | Hartman 230 kV BUS | HARTMAN | 230 KV | TARIFF | DUMMY TARIFF FACILITY | 230 | Yes | Yes | Yes | Reliability & Markets | True | 01/29/2021
10 |  | Heaton 13 kV BUS | HEATON | 13 KV | TARIFF | DUMMY TARIFF FACILITY | 13 | No | Yes | No | Not monitored, no status | False | 01/29/2021
10 |  | Heaton 138 kV BUS | HEATON | 138 KV | TARIFF | DUMMY TARIFF FACILITY | 138 | Yes | Yes | Yes | Reliability & Markets | True | 01/29/2021
10 |  | Heaton 230 kV BUS | HEATON | 230 KV | TARIFF | DUMMY TARIFF FACILITY | 230 | Yes | Yes | Yes | Reliability & Markets | True | 01/29/2021
10 |  | Heaton 35 kv BUS | HEATON | 35 KV | TARIFF | DUMMY TARIFF FACILITY | 35 | No | Yes | No | Not monitored, no status | False | 01/29/2021
10 |  | Holmesburg 13 kV BUS | HOLMESBU | 13 KV | TARIFF | DUMMY TARIFF FACILITY | 13 | No | Yes | No | Not monitored, no status | False | 01/29/2021
10 |  | Holmesburg 138 kV BUS | HOLMESBU | 0 KV | TARIFF | DUMMY TARIFF FACILITY | 0 | Yes | Yes | Yes | Reliability & Markets | True | 05/29/2019
10 |  | Holmesburg 230 kV BUS | HOLMESBU | 230 KV | TARIFF | DUMMY TARIFF FACILITY | 230 | Yes | Yes | Yes | Reliability & Markets | True | 01/29/2021
10 |  | Holmesburg 69 kV BUS | HOLMESBU | 69 KV | TARIFF | DUMMY TARIFF FACILITY | 69 | Yes | Yes | Yes | Reliability & Markets | False | 01/29/2021
10 |  | Holmesburg Tap 230 kV BUS | HOLMETAP | 230 KV | TARIFF | DUMMY TARIFF FACILITY | 230 | Yes | Yes | Yes | Reliability & Markets | True | 01/29/2021
10 |  | Island Road 69 kV BUS | ISLANDRD | 69 KV | TARIFF | DUMMY TARIFF FACILITY | 69 | Yes | Yes | Yes | Reliability & Markets | False | 01/29/2021
10 |  | Island Road 13 kV BUS | ISLANDRD | 13 KV | TARIFF | DUMMY TARIFF FACILITY | 13 | No | Yes | No | Not monitored, no status | False | 01/29/2021
10 |  | Island Road 230 kV BUS | ISLANDRD | 230 KV | TARIFF | DUMMY TARIFF FACILITY | 230 | Yes | Yes | Yes | Reliability & Markets | True | 01/29/2021
10 |  | Jarrett 13 kV BUS | JARRET | 13 KV | TARIFF | DUMMY TARIFF FACILITY | 13 | No | Yes | No | Not monitored, no status | False | 01/29/2021
10 |  | Jarrett 230 kV BUS | JARRET | 230 KV | TARIFF | DUMMY TARIFF FACILITY | 230 | Yes | Yes | Yes | Reliability & Markets | True | 01/29/2021
10 |  | Jenkintown 13 kV BUS | JENKINTO | 13 KV | TARIFF | DUMMY TARIFF FACILITY | 13 | No | Yes | No | Not monitored, no status | False | 01/29/2021
10 |  | Jenkintown 230 kV BUS | JENKINTO | 230 KV | TARIFF | DUMMY TARIFF FACILITY | 230 | Yes | Yes | Yes | Reliability & Markets | True | 01/29/2021
10 |  | Jenkintown 35 kV BUS | JENKINTO | 35 KV | TARIFF | DUMMY TARIFF FACILITY | 35 | No | Yes | No | Not monitored, no status | False | 01/29/2021
10 |  | Jennerville 230 kV BUS | JENNERVL | 230 KV | TARIFF | DUMMY TARIFF FACILITY | 230 | Yes | Yes | Yes | Reliability & Markets | True | 01/29/2021
10 |  | LINWDPE (Phillip Island) 18 kV BUS | LINWDPE | 18 KV | TARIFF | DUMMY TARIFF FACILITY | 18 | No | Yes | No | Not monitored, no status | False | 01/29/2021
10 |  | LINWOOD 230KV BUS | LINWDPE | 230 KV | TARIFF | DUMMY TARIFF FACILITY | 230 | Yes | Yes | Yes | Reliability & Markets | True | 01/29/2021
10 |  | LLanerch 13 kV BUS | LLANERCH | 13 KV | TARIFF | DUMMY TARIFF FACILITY | 13 | No | Yes | No | Not monitored, no status | False | 01/29/2021
10 |  | LOCK 230 KV BUS | LOCK | 230 KV | TARIFF | DUMMY TARIFF FACILITY | 230 | Yes | Yes | Yes | Reliability & Markets | True | 01/29/2021
10 |  | LOCK 34 KV BUS | LOCK | 34 KV | TARIFF | DUMMY TARIFF FACILITY | 34 | Yes | Yes | No | Not monitored, no status | False | 02/27/2021
10 |  | Lenape 230 kV BUS | LENAPE | 230 KV | TARIFF | DUMMY TARIFF FACILITY | 230 | Yes | Yes | Yes | Reliability & Markets | True | 01/29/2021
10 |  | Lenape 35 kV BUS | LENAPE | 35 KV | TARIFF | DUMMY TARIFF FACILITY | 35 | No | Yes | No | Not monitored, no status | False | 01/29/2021
10 |  | Limerick 13 kV BUS | LIMERICK | 13 KV | TARIFF | DUMMY TARIFF FACILITY | 13 | No | Yes | No | Not monitored, no status | False | 01/29/2021
10 |  | Limerick 20 kV BUS | LIMERICK | 20 KV | TARIFF | DUMMY TARIFF FACILITY | 20 | No | Yes | No | Not monitored, no status | False | 01/29/2021
10 |  | Limerick 230 kV BUS | LIMERICK | 230 KV | TARIFF | DUMMY TARIFF FACILITY | 230 | Yes | Yes | Yes | Reliability & Markets | True | 01/29/2021
10 |  | Limerick 500 kV BUS | LIMERICK | 500 KV | TARIFF | DUMMY TARIFF FACILITY | 500 | Yes | Yes | Yes | Reliability & Markets | True | 01/29/2021
10 |  | Limerick Tap 13 kV BUS | LIMERTAP | 13 KV | TARIFF | DUMMY TARIFF FACILITY | 13 | No | Yes | No | Not monitored, no status | False | 01/29/2021
10 |  | Limerick Tap 69 kV BUS | LIMERTAP | 69 KV | TARIFF | DUMMY TARIFF FACILITY | 69 | Yes | Yes | Yes | Reliability BES | False | 02/27/2021
10 |  | Linton 230 kV BUS | LINTON | 230 KV | TARIFF | DUMMY TARIFF FACILITY | 230 | Yes | Yes | Yes | Reliability & Markets | True | 01/29/2021
10 |  | Linton 35 kV BUS | LINTON | 35 KV | TARIFF | DUMMY TARIFF FACILITY | 35 | No | Yes | No | Not monitored, no status | False | 01/29/2021
10 |  | Llanerch 138 kV BUS | LLANERCH | 138 KV | TARIFF | DUMMY TARIFF FACILITY | 138 | Yes | Yes | Yes | Reliability & Markets | True | 01/29/2021
10 |  | Llanerch 35 kV BUS | LLANERCH | 35 KV | TARIFF | DUMMY TARIFF FACILITY | 35 | No | Yes | No | Not monitored, no status | False | 01/29/2021
10 |  | Llanerch 69 kV BUS | LLANERCH | 69 KV | TARIFF | DUMMY TARIFF FACILITY | 69 | Yes | Yes | Yes | Reliability & Markets | False | 01/29/2021
10 |  | Lombard 13 kV BUS | LOMBARD | 13 KV | TARIFF | DUMMY TARIFF FACILITY | 13 | No | Yes | No | Not monitored, no status | False | 01/29/2021
10 |  | Lombard 69 kV BUS | LOMBARD | 69 KV | TARIFF | DUMMY TARIFF FACILITY | 69 | Yes | Yes | Yes | Reliability & Markets | False | 01/29/2021
10 |  | Lukens Steel 138 kV BUS | TARIFF | 0 KV | TARIFF | DUMMY TARIFF FACILITY | 0 | No | Yes | No | Not monitored, no status | False | 05/29/2019
10 |  | MIDD PE 230 kV BUS | MIDD PE | 230 KV | TARIFF | DUMMY TARIFF FACILITY | 230 | Yes | Yes | Yes | Reliability & Markets | True | 01/29/2021
10 |  | MITALTAP 35 KV BUS | MITALTAP | 35 KV | TARIFF | DUMMY TARIFF FACILITY | 35 | Yes | Yes | No | Not monitored, no status | False | 10/06/2021
10 |  | MONROEPE 35 KV BUS | MONROEPE | 35 KV | TARIFF | DUMMY TARIFF FACILITY | 35 | Yes | Yes | No | Not monitored, no status | False | 03/11/2021
10 |  | Mac Dade 13 kV BUS | MACDADE | 13 KV | TARIFF | DUMMY TARIFF FACILITY | 13 | No | Yes | No | Not monitored, no status | False | 01/29/2021
10 |  | Mac Dade 230 kV BUS | MACDADE | 230 KV | TARIFF | DUMMY TARIFF FACILITY | 230 | Yes | Yes | Yes | Reliability & Markets | True | 01/29/2021
10 |  | Marcushook 13 kV BUS | MARCUSHO | 13 KV | TARIFF | DUMMY TARIFF FACILITY | 13 | No | Yes | No | Not monitored, no status | False | 01/29/2021
10 |  | Marcushook 69 kV BUS | MARCUSHO | 69 KV | TARIFF | DUMMY TARIFF FACILITY | 69 | Yes | Yes | Yes | Reliability & Markets | False | 01/29/2021
10 |  | Master 138 kV BUS | MASTER | 138 KV | TARIFF | DUMMY TARIFF FACILITY | 138 | Yes | Yes | Yes | Reliability & Markets | True | 01/29/2021
10 |  | Master 230 kV BUS | MASTER | 230 KV | TARIFF | DUMMY TARIFF FACILITY | 230 | Yes | Yes | Yes | Reliability & Markets | True | 01/29/2021
10 |  | Master 69 kV BUS | MASTER | 69 KV | TARIFF | DUMMY TARIFF FACILITY | 69 | Yes | Yes | Yes | Reliability & Markets | False | 01/29/2021
10 |  | Merck 13 kV BUS | MERCK | 13 KV | TARIFF | DUMMY TARIFF FACILITY | 13 | No | Yes | No | Not monitored, no status | False | 01/29/2021
10 |  | Merck 35 kV BUS | MERCK | 35 KV | TARIFF | DUMMY TARIFF FACILITY | 35 | No | Yes | No | Not monitored, no status | False | 01/29/2021
10 |  | Middle 13 kV BUS | MIDD PE | 13 KV | TARIFF | DUMMY TARIFF FACILITY | 13 | No | Yes | No | Not monitored, no status | False | 01/29/2021
10 |  | Middle 35 kV BUS | MIDD PE | 35 KV | TARIFF | DUMMY TARIFF FACILITY | 35 | No | Yes | No | Not monitored, no status | False | 01/29/2021
10 |  | Middletown 230 kV BUS | MIDD PE | 230 KV | TARIFF | DUMMY TARIFF FACILITY | 230 | Yes | Yes | Yes | Reliability & Markets | True | 01/29/2021
10 |  | Middletown 69 kV BUS | MIDD PE | 69 KV | TARIFF | DUMMY TARIFF FACILITY | 69 | Yes | Yes | Yes | Reliability & Markets | False | 01/29/2021
10 |  | Montco (Covanta Plymouth) 13 kV BUS | MONTCO | 13 KV | TARIFF | DUMMY TARIFF FACILITY | 13 | No | Yes | No | Not monitored, no status | False | 01/29/2021
10 |  | Montco (Covanta Plymouth) 138 kV BUS | MONTCO | 138 KV | TARIFF | DUMMY TARIFF FACILITY | 138 | Yes | Yes | Yes | Reliability BES | True | 01/29/2021
10 |  | Morton 13 kV BUS | MORTON | 13 KV | TARIFF | DUMMY TARIFF FACILITY | 13 | No | Yes | No | Not monitored, no status | False | 01/29/2021
10 |  | Morton 230 kV BUS | MORTON | 230 KV | TARIFF | DUMMY TARIFF FACILITY | 230 | Yes | Yes | Yes | Reliability & Markets | True | 01/29/2021
10 |  | Moser 13 kV BUS | MOSER | 13 KV | TARIFF | DUMMY TARIFF FACILITY | 13 | No | Yes | No | Not monitored, no status | False | 01/29/2021
10 |  | Moser 35 kV BUS | MOSER | 35 KV | TARIFF | DUMMY TARIFF FACILITY | 35 | No | Yes | No | Not monitored, no status | False | 01/29/2021
10 |  | Moser 69 kV BUS | MOSER | 69 KV | TARIFF | DUMMY TARIFF FACILITY | 69 | Yes | Yes | Yes | Reliability & Markets | False | 01/29/2021
10 |  | Muddy Run 13 kV BUS | MUDDYRN | 13 KV | TARIFF | DUMMY TARIFF FACILITY | 13 | No | Yes | No | Not monitored, no status | False | 01/29/2021
10 |  | Muddy Run 230 kV BUS | MUDDYRN | 230 KV | TARIFF | DUMMY TARIFF FACILITY | 230 | Yes | Yes | Yes | Reliability & Markets | True | 01/29/2021
10 |  | Neshaminy 138 kV BUS | NESHAMIN | 138 KV | TARIFF | DUMMY TARIFF FACILITY | 138 | Yes | Yes | Yes | Reliability & Markets | True | 01/29/2021
10 |  | Newlinville 230 kV BUS | NEWLINVI | 230 KV | TARIFF | DUMMY TARIFF FACILITY | 230 | Yes | Yes | Yes | Reliability & Markets | True | 01/29/2021
10 |  | Newlinville 35 kV BUS | NEWLINVI | 35 KV | TARIFF | DUMMY TARIFF FACILITY | 35 | No | Yes | No | Not monitored, no status | False | 01/29/2021
10 |  | Newtown Square 13 kV BUS | NEWTOWNS | 13 KV | TARIFF | DUMMY TARIFF FACILITY | 13 | No | Yes | No | Not monitored, no status | False | 01/29/2021
10 |  | Newtown Square 69 kV BUS | NEWTOWNS | 69 KV | TARIFF | DUMMY TARIFF FACILITY | 69 | No | Yes | No | Not monitored, no status | False | 01/29/2021
10 |  | North Phila. 13 kv BUS | NPHILADE | 13 KV | TARIFF | DUMMY TARIFF FACILITY | 13 | No | Yes | No | Not monitored, no status | False | 01/29/2021
10 |  | North Phila. 230 kV BUS | NPHILADE | 230 KV | TARIFF | DUMMY TARIFF FACILITY | 230 | Yes | Yes | Yes | Reliability & Markets | True | 01/29/2021
10 |  | North Phila. 69 kV BUS | NPHILADE | 69 KV | TARIFF | DUMMY TARIFF FACILITY | 69 | Yes | Yes | Yes | Reliability & Markets | False | 01/29/2021
10 |  | North Wales 230 kV BUS | NWALES | 230 KV | TARIFF | DUMMY TARIFF FACILITY | 230 | Yes | Yes | Yes | Reliability & Markets | True | 01/29/2021
10 |  | North Wales 35 kV BUS | NWALES | 35 KV | TARIFF | DUMMY TARIFF FACILITY | 35 | No | Yes | No | Not monitored, no status | False | 01/29/2021
10 |  | Nottingham 230 kV BUS | NOTTINGH | 230 KV | TARIFF | DUMMY TARIFF FACILITY | 230 | Yes | Yes | Yes | Reliability & Markets | True | 01/29/2021
10 |  | Nottingham 35 kV BUS | NOTTINGH | 35 KV | TARIFF | DUMMY TARIFF FACILITY | 35 | No | Yes | No | Not monitored, no status | False | 01/29/2021
10 |  | Overbrook 35 kV BUS | OVERBROO | 35 KV | TARIFF | DUMMY TARIFF FACILITY | 35 | No | Yes | No | Not monitored, no status | False | 01/29/2021
10 |  | PARRISH 13 KV BUS | PARRISH | 13 KV | TARIFF | DUMMY TARIFF FACILITY | 13 | Yes | Yes | No | Not monitored, no status | False | 02/27/2021
10 |  | PASSYUNK 230 KV BUS | PASSYUNK | 230 KV | TARIFF | DUMMY TARIFF FACILITY | 230 | Yes | Yes | Yes | Reliability & Markets | True | 01/29/2021
10 |  | PELTZ 13 kV BUS | PELTZ | 13 KV | TARIFF | DUMMY TARIFF FACILITY | 13 | No | Yes | No | Not monitored, no status | False | 01/29/2021
10 |  | PELTZ 230 kV BUS | PELTZ | 230 KV | TARIFF | DUMMY TARIFF FACILITY | 230 | Yes | Yes | Yes | Reliability & Markets | True | 01/29/2021
10 |  | PENCOYD 13 KV BUS | PENCOYD | 13 KV | TARIFF | DUMMY TARIFF FACILITY | 13 | Yes | Yes | No | Not monitored, no status | False | 02/27/2021
10 |  | PENROSE 13 kV BUS | PENROSE | 13 KV | TARIFF | DUMMY TARIFF FACILITY | 13 | No | Yes | No | Not monitored, no status | False | 01/29/2021
10 |  | PENROSE 230 kV BUS | PENROSE | 230 KV | TARIFF | DUMMY TARIFF FACILITY | 230 | Yes | Yes | Yes | Reliability & Markets | True | 01/29/2021
10 |  | POST 13 KV BUS | POST | 13 KV | TARIFF | DUMMY TARIFF FACILITY | 13 | Yes | Yes | No | Not monitored, no status | False | 02/27/2021
10 |  | POST 230 KV BUS | POST | 230 KV | TARIFF | DUMMY TARIFF FACILITY | 230 | Yes | Yes | Yes | Reliability & Markets | True | 01/29/2021
10 |  | POST 230 kV BUS | PERKIOME | 230 KV | TARIFF | DUMMY TARIFF FACILITY | 230 | Yes | Yes | Yes | Reliability & Markets | True | 03/01/2021
10 |  | Packer 69 kV BUS | PACKER | 69 KV | TARIFF | DUMMY TARIFF FACILITY | 69 | Yes | Yes | Yes | Reliability & Markets | False | 01/29/2021
10 |  | Paper Tap 69 kV BUS | SCOTTPAP | 69 KV | TARIFF | DUMMY TARIFF FACILITY | 69 | No | Yes | No | Not monitored, no status | False | 01/29/2021
10 |  | Parrish 13 kV BUS | CHESTER | 13 KV | TARIFF | DUMMY TARIFF FACILITY | 13 | No | Yes | No | Not monitored, no status | False | 01/29/2021
10 |  | Parrish 230 kV BUS | PARRISH | 230 KV | TARIFF | DUMMY TARIFF FACILITY | 230 | Yes | Yes | Yes | Reliability & Markets | True | 01/29/2021
10 |  | Passyunk 13 kV BUS | PASSYUNK | 13 KV | TARIFF | DUMMY TARIFF FACILITY | 13 | No | Yes | No | Not monitored, no status | False | 01/29/2021
10 |  | Passyunk 69 kV BUS | PASSYUNK | 69 KV | TARIFF | DUMMY TARIFF FACILITY | 69 | Yes | Yes | Yes | Reliability & Markets | False | 01/29/2021
10 |  | Peach Bottom 13 kV BUS | PEACHBOT | 13 KV | TARIFF | DUMMY TARIFF FACILITY | 13 | No | Yes | No | Reliability BES | False | 01/29/2021
10 |  | Peach Bottom 22 kV BUS | PEACHBOT | 22 KV | TARIFF | DUMMY TARIFF FACILITY | 22 | No | Yes | No | Not monitored, no status | False | 01/29/2021
10 |  | Peach Bottom 230 kV BUS | PEACHBOT | 230 KV | TARIFF | DUMMY TARIFF FACILITY | 230 | Yes | Yes | Yes | Reliability & Markets | True | 01/29/2021
10 |  | Peach Bottom North & South 500 kV BUS | PEACHBOT | 500 KV | TARIFF | DUMMY TARIFF FACILITY | 500 | Yes | Yes | Yes | Reliability & Markets | True | 01/29/2021
10 |  | Peach Bottom Tap 13 kV BUS | PEACHTAP | 13 KV | TARIFF | DUMMY TARIFF FACILITY | 13 | No | Yes | No | Not monitored, no status | False | 01/29/2021
10 |  | Peach Bottom Tap 230 kV BUS | PEACHTAP | 230 KV | TARIFF | DUMMY TARIFF FACILITY | 230 | Yes | Yes | Yes | Reliability & Markets | True | 01/29/2021
10 |  | Pencoyd 13 kV BUS | CHESTER | 13 KV | TARIFF | DUMMY TARIFF FACILITY | 13 | No | Yes | No | Not monitored, no status | False | 01/29/2021
10 |  | Pencoyd 69 kV BUS | PENCOYD | 69 KV | TARIFF | DUMMY TARIFF FACILITY | 69 | Yes | Yes | Yes | Reliability & Markets | False | 01/29/2021
10 |  | Penn 69 kV BUS | PENN | 69 KV | TARIFF | DUMMY TARIFF FACILITY | 69 | No | Yes | No | Not monitored, no status | False | 01/29/2021
10 |  | Perkiomen 138 kV BUS | PERKIOME | 138 KV | TARIFF | DUMMY TARIFF FACILITY | 138 | Yes | Yes | Yes | Reliability & Markets | True | 01/29/2021
10 |  | Perkiomen 230 kV BUS | PERKIOME | 230 KV | TARIFF | DUMMY TARIFF FACILITY | 230 | Yes | Yes | Yes | Reliability & Markets | True | 01/29/2021
10 |  | Perkiomen 35 kV BUS | PERKIOME | 35 KV | TARIFF | DUMMY TARIFF FACILITY | 35 | No | Yes | No | Not monitored, no status | False | 01/29/2021
10 |  | Planebrook 230 kV BUS | PLANEBRO | 230 KV | TARIFF | DUMMY TARIFF FACILITY | 230 | Yes | Yes | Yes | Reliability & Markets | True | 01/29/2021
10 |  | Planebrook 35 kV BUS | PLANEBRO | 35 KV | TARIFF | DUMMY TARIFF FACILITY | 35 | No | Yes | No | Not monitored, no status | False | 01/29/2021
10 |  | Planebrook 69 kV BUS | PLANEBRO | 69 KV | TARIFF | DUMMY TARIFF FACILITY | 69 | Yes | Yes | Yes | Reliability & Markets | False | 01/29/2021
10 |  | Plymouth Meeting 13 kV BUS | PLYMOUTH | 13 KV | TARIFF | DUMMY TARIFF FACILITY | 13 | No | Yes | No | Not monitored, no status | False | 01/29/2021
10 |  | Plymouth Meeting 138 kV BUS | PLYMOUTH | 138 KV | TARIFF | DUMMY TARIFF FACILITY | 138 | Yes | Yes | Yes | Reliability & Markets | True | 01/29/2021
10 |  | Plymouth Meeting 230 kV BUS | PLYMOUTH | 230 KV | TARIFF | DUMMY TARIFF FACILITY | 230 | Yes | Yes | Yes | Reliability & Markets | True | 01/29/2021
10 |  | Plymouth Meeting 35 kV BUS | PLYMOUTH | 35 KV | TARIFF | DUMMY TARIFF FACILITY | 35 | No | Yes | No | Not monitored, no status | False | 01/29/2021
10 |  | Post 230 kV BUS | PACKER | 69 KV | TARIFF | DUMMY TARIFF FACILITY | 69 | Yes | Yes | Yes | Reliability & Markets | False | 01/29/2021
10 |  | Printz 230 kV BUS | PRINTZ | 230 KV | TARIFF | DUMMY TARIFF FACILITY | 230 | Yes | Yes | Yes | Reliability & Markets | True | 01/29/2021
10 |  | Printz (Liberty) 18 kV BUS | PRINTZ | 18 KV | TARIFF | DUMMY TARIFF FACILITY | 18 | No | Yes | No | Not monitored, no status | False | 01/29/2021
10 |  | Pulaski 13 kV BUS | PULASKI | 13 KV | TARIFF | DUMMY TARIFF FACILITY | 13 | No | Yes | No | Not monitored, no status | False | 01/29/2021
10 |  | Pulaski 230 kV BUS | PULASKI | 230 KV | TARIFF | DUMMY TARIFF FACILITY | 230 | Yes | Yes | Yes | Reliability & Markets | True | 01/29/2021
10 |  | ROCKSPRI 21 KV BUS | ROCKSPRI | 21 KV | TARIFF | DUMMY TARIFF FACILITY | 21 | Yes | Yes | No | Not monitored, no status | False | 02/27/2021
10 |  | ROCKSPRI 24 KV BUS | ROCKSPRI | 24 KV | TARIFF | DUMMY TARIFF FACILITY | 24 | Yes | Yes | No | Not monitored, no status | False | 02/27/2021
10 |  | Richmond 69 kV BUS | RICH PE | 69 KV | TARIFF | DUMMY TARIFF FACILITY | 69 | Yes | Yes | Yes | Reliability & Markets | False | 01/29/2021
10 |  | Richmond 13 KV BUS | RICH PE | 13 KV | TARIFF | DUMMY TARIFF FACILITY | 13 | No | Yes | No | Not monitored, no status | False | 01/29/2021
10 |  | Richmond 230 kV BUS | RICH PE | 230 KV | TARIFF | DUMMY TARIFF FACILITY | 230 | Yes | Yes | Yes | Reliability & Markets | True | 01/29/2021
10 |  | Ridley 230 kV BUS | RIDLEY | 230 KV | TARIFF | DUMMY TARIFF FACILITY | 230 | Yes | Yes | Yes | Reliability & Markets | True | 01/29/2021
10 |  | Ridley Tap 230 KV BUS | RIDLEY | 230 KV | TARIFF | DUMMY TARIFF FACILITY | 230 | Yes | Yes | Yes | Reliability & Markets | True | 01/29/2021
10 |  | Rock Springs 18 kV BUS | ROCKSPRI | 18 KV | TARIFF | DUMMY TARIFF FACILITY | 18 | No | Yes | No | Not monitored, no status | False | 01/29/2021
10 |  | Rock Springs 500 kV BUS | ROCKSPRI | 500 KV | TARIFF | DUMMY TARIFF FACILITY | 500 | Yes | Yes | Yes | Reliability & Markets | True | 01/29/2021
10 |  | Rolling Mill 138 kV BUS | ROLL PE | 138 KV | TARIFF | DUMMY TARIFF FACILITY | 138 | Yes | Yes | Yes | Reliability & Markets | True | 01/29/2021
10 |  | Rolling Mill 69 kV BUS | ROLL PE | 69 KV | TARIFF | DUMMY TARIFF FACILITY | 69 | Yes | Yes | No | Not monitored, no status | False | 04/22/2021
10 |  | Roxborough 13 kV BUS | ROXBOROU | 13 KV | TARIFF | DUMMY TARIFF FACILITY | 13 | No | Yes | No | Not monitored, no status | False | 01/29/2021
10 |  | Roxborough 230 kV BUS | ROXBOROU | 230 KV | TARIFF | DUMMY TARIFF FACILITY | 230 | Yes | Yes | Yes | Reliability & Markets | True | 01/29/2021
10 |  | Roxborough 69 kV BUS | ROXBOROU | 69 KV | TARIFF | DUMMY TARIFF FACILITY | 69 | Yes | Yes | Yes | Reliability & Markets | False | 01/29/2021
10 |  | Saville 138 kV BUS | SAVILLE | 138 KV | TARIFF | DUMMY TARIFF FACILITY | 138 | Yes | Yes | Yes | Reliability & Markets | True | 01/29/2021
10 |  | Schuylkill 13.2 kV BUS | SCHUYLKI | 13 KV | TARIFF | DUMMY TARIFF FACILITY | 13 | No | Yes | No | Not monitored, no status | False | 01/29/2021
10 |  | Schuylkill 230 kV BUS | SCHUYLKI | 230 KV | TARIFF | DUMMY TARIFF FACILITY | 230 | Yes | Yes | Yes | Reliability & Markets | True | 01/29/2021
10 |  | Schuylkill 69 kV BUS | SCHUYLKI | 69 KV | TARIFF | DUMMY TARIFF FACILITY | 69 | Yes | Yes | Yes | Reliability & Markets | False | 01/29/2021
10 |  | Scott Paper (Kimberly Clark) 13 kV BUS | SCOTTPAP | 13 KV | TARIFF | DUMMY TARIFF FACILITY | 13 | No | Yes | No | Not monitored, no status | False | 01/29/2021
10 |  | Sharon Hill 35 kV BUS | SHARONHI | 35 KV | TARIFF | DUMMY TARIFF FACILITY | 35 | No | Yes | No | Not monitored, no status | False | 01/29/2021
10 |  | Sharon Hill 69 kV BUS | SHARONHI | 69 KV | TARIFF | DUMMY TARIFF FACILITY | 69 | Yes | Yes | Yes | Reliability & Markets | False | 01/29/2021
10 |  | Southwark 69 kV BUS | SWARK | 69 KV | TARIFF | DUMMY TARIFF FACILITY | 69 | Yes | Yes | Yes | Reliability & Markets | False | 01/29/2021
10 |  | Southwark 13.2 KV BUS | SWARK | 13 KV | TARIFF | DUMMY TARIFF FACILITY | 13 | No | Yes | No | Not monitored, no status | False | 01/29/2021
10 |  | Steel Tap 138 kV BUS | STEELTAP | 138 KV | TARIFF | DUMMY TARIFF FACILITY | 138 | Yes | Yes | Yes | Reliability BES | True | 01/29/2021
10 |  | Tabor 13 kV BUS | TABOR | 13 KV | TARIFF | DUMMY TARIFF FACILITY | 13 | No | Yes | No | Not monitored, no status | False | 01/29/2021
10 |  | Tabor 230 kV BUS | TABOR | 230 KV | TARIFF | DUMMY TARIFF FACILITY | 230 | Yes | Yes | Yes | Reliability & Markets | True | 01/29/2021
10 |  | Tacony 13 kV BUS | TACONY | 13 KV | TARIFF | DUMMY TARIFF FACILITY | 13 | No | Yes | No | Not monitored, no status | False | 01/29/2021
10 |  | Tacony 69 kV BUS | TACONY | 69 KV | TARIFF | DUMMY TARIFF FACILITY | 69 | Yes | Yes | Yes | Reliability & Markets | False | 01/29/2021
10 |  | Tinicum 69 kV BUS | TARIFF | 0 KV | TARIFF | DUMMY TARIFF FACILITY | 0 | No | Yes | No | Not monitored, no status | False | 05/29/2019
10 |  | Trainer 230 kV BUS | TRAINER | 230 KV | TARIFF | DUMMY TARIFF FACILITY | 230 | Yes | Yes | Yes | Reliability & Markets | True | 01/29/2021
10 |  | Tredyffrin 13 kV BUS | TREDYFFR | 13 KV | TARIFF | DUMMY TARIFF FACILITY | 13 | No | Yes | No | Not monitored, no status | False | 01/29/2021
10 |  | Tredyffrin 230 kV BUS | TREDYFFR | 230 KV | TARIFF | DUMMY TARIFF FACILITY | 230 | Yes | Yes | Yes | Reliability & Markets | True | 01/29/2021
10 |  | Tredyffrin 35 kV BUS | TREDYFFR | 35 KV | TARIFF | DUMMY TARIFF FACILITY | 35 | No | Yes | No | Not monitored, no status | False | 01/29/2021
10 |  | Tredyffrin 69 kV BUS | TREDYFFR | 69 KV | TARIFF | DUMMY TARIFF FACILITY | 69 | Yes | Yes | Yes | Reliability & Markets | False | 01/29/2021
10 |  | Tuna 13 kV BUS | TUNA | 13 KV | TARIFF | DUMMY TARIFF FACILITY | 13 | No | Yes | No | Not monitored, no status | False | 01/29/2021
10 |  | Tuna 138 kV BUS | TUNA | 138 KV | TARIFF | DUMMY TARIFF FACILITY | 138 | Yes | Yes | Yes | Reliability & Markets | True | 01/29/2021
10 |  | Tuna 69 kV BUS | TUNA | 69 KV | TARIFF | DUMMY TARIFF FACILITY | 69 | Yes | Yes | Yes | Reliability & Markets | False | 01/29/2021
10 |  | Tunnel 230 kV BUS | TUNNEL | 230 KV | TARIFF | DUMMY TARIFF FACILITY | 230 | Yes | Yes | Yes | Reliability & Markets | True | 01/29/2021
10 |  | UPLANDPE 13.8 KV BUS | UPLANDPE | 13.8 KV | TARIFF | DUMMY TARIFF FACILITY | 13.8 | Yes | Yes | No | Not monitored, no status | False | 05/19/2021
10 |  | UPLANDPE 230 KV BUS | UPLANDPE | 230 KV | TARIFF | DUMMY TARIFF FACILITY | 230 | Yes | Yes | Yes | Reliability & Markets | False | 05/19/2021
10 |  | USSTEEL 69 KV BUS | USSTEEL | 69 KV | TARIFF | DUMMY TARIFF FACILITY | 69 | Yes | Yes | No | Not monitored, no status | False | 01/29/2021
10 |  | University 13 kV BUS | UNIVERSI | 13 KV | TARIFF | DUMMY TARIFF FACILITY | 13 | No | Yes | No | Not monitored, no status | False | 01/29/2021
10 |  | University 69 kV BUS | UNIVERSI | 69 KV | TARIFF | DUMMY TARIFF FACILITY | 69 | Yes | Yes | Yes | Reliability & Markets | False | 01/29/2021
10 |  | Upper Darby 69 kV BUS | UPPERDAR | 69 KV | TARIFF | DUMMY TARIFF FACILITY | 69 | Yes | Yes | Yes | Reliability & Markets | False | 01/29/2021
10 |  | Upper Darby 35 kV BUS | UPPERDAR | 35 KV | TARIFF | DUMMY TARIFF FACILITY | 35 | No | Yes | No | Not monitored, no status | False | 01/29/2021
10 |  | Upper Merion 13 kV BUS | UPPERMER | 13 KV | TARIFF | DUMMY TARIFF FACILITY | 13 | No | Yes | No | Not monitored, no status | False | 01/29/2021
10 |  | Upper Merion 230 kV BUS | UPPERMER | 230 KV | TARIFF | DUMMY TARIFF FACILITY | 230 | Yes | Yes | Yes | Reliability & Markets | True | 01/29/2021
10 |  | Upper Merion 35 kV BUS | UPPERMER | 35 KV | TARIFF | DUMMY TARIFF FACILITY | 35 | No | Yes | No | Not monitored, no status | False | 01/29/2021
10 |  | Upper Providence 230 kV BUS | UPPERPRO | 230 KV | TARIFF | DUMMY TARIFF FACILITY | 230 | Yes | Yes | Yes | Reliability & Markets | True | 01/29/2021
10 |  | Waneeta 13 kV BUS | WANEETA | 13 KV | TARIFF | DUMMY TARIFF FACILITY | 13 | No | Yes | No | Not monitored, no status | False | 01/29/2021
10 |  | Waneeta 138 kV BUS | WANEETA | 138 KV | TARIFF | DUMMY TARIFF FACILITY | 138 | Yes | Yes | Yes | Reliability & Markets | True | 01/29/2021
10 |  | Waneeta 230 kV BUS | WANEETA | 230 KV | TARIFF | DUMMY TARIFF FACILITY | 230 | Yes | Yes | Yes | Reliability & Markets | True | 01/29/2021
10 |  | Waneeta 69 kV BUS | WANEETA | 69 KV | TARIFF | DUMMY TARIFF FACILITY | 69 | Yes | Yes | Yes | Reliability & Markets | False | 01/29/2021
10 |  | Warminster 13 kV BUS | WARMINST | 13 KV | TARIFF | DUMMY TARIFF FACILITY | 13 | No | Yes | No | Not monitored, no status | False | 01/29/2021
10 |  | Warminster 230 kV BUS | WARMINST | 230 KV | TARIFF | DUMMY TARIFF FACILITY | 230 | Yes | Yes | Yes | Reliability & Markets | True | 01/29/2021
10 |  | Warrington 230 kV BUS | WARRINGT | 230 KV | TARIFF | DUMMY TARIFF FACILITY | 230 | Yes | Yes | Yes | Reliability & Markets | True | 01/29/2021
10 |  | Warrington 35 kV BUS | WARRINGT | 35 KV | TARIFF | DUMMY TARIFF FACILITY | 35 | No | Yes | No | Not monitored, no status | False | 01/29/2021
10 |  | Waverly 13 kV BUS | WAVERLY1 | 13 KV | TARIFF | DUMMY TARIFF FACILITY | 13 | No | Yes | No | Not monitored, no status | False | 01/29/2021
10 |  | Waverly 69 kV BUS | WAVERLY1 | 69 KV | TARIFF | DUMMY TARIFF FACILITY | 69 | Yes | Yes | Yes | Reliability & Markets | False | 01/29/2021
10 |  | Wayne 35 kV BUS | WAYNE PE | 35 KV | TARIFF | DUMMY TARIFF FACILITY | 35 | No | Yes | No | Not monitored, no status | False | 01/29/2021
10 |  | Wayne Junction 230 kV BUS | WAYNEJCT | 230 KV | TARIFF | DUMMY TARIFF FACILITY | 230 | Yes | Yes | Yes | Reliability & Markets | True | 01/29/2021
10 |  | Wayne Tap 35 kV BUS | WAYNETAP | 35 KV | TARIFF | DUMMY TARIFF FACILITY | 35 | No | Yes | No | Not monitored, no status | False | 01/29/2021
10 |  | Westmoreland 13 kV BUS | WMORELAN | 13 KV | TARIFF | DUMMY TARIFF FACILITY | 13 | No | Yes | No | Not monitored, no status | False | 01/29/2021
10 |  | Westmoreland 230 kV BUS | WMORELAN | 230 KV | TARIFF | DUMMY TARIFF FACILITY | 230 | Yes | Yes | Yes | Reliability & Markets | True | 01/29/2021
10 |  | Westmoreland 69 kV BUS | WMORELAN | 69 KV | TARIFF | DUMMY TARIFF FACILITY | 69 | Yes | Yes | Yes | Reliability & Markets | False | 01/29/2021
10 |  | Whitemarsh 230 kV BUS | WHITEMAR | 230 KV | TARIFF | DUMMY TARIFF FACILITY | 230 | Yes | Yes | Yes | Reliability & Markets | True | 01/29/2021
10 |  | Whitemarsh 35 kV BUS | WHITEMAR | 35 KV | TARIFF | DUMMY TARIFF FACILITY | 35 | No | Yes | No | Not monitored, no status | False | 01/29/2021
10 |  | Whitemarsh 69kV BUS | WHITEMAR | 69 KV | TARIFF | DUMMY TARIFF FACILITY | 69 | Yes | Yes | Yes | Reliability & Markets | False | 01/29/2021
10 |  | Whitpain 230 kV BUS | WHITPAIN | 230 KV | TARIFF | DUMMY TARIFF FACILITY | 230 | Yes | Yes | Yes | Reliability & Markets | True | 01/29/2021
10 |  | Whitpain 500 kV BUS | WHITPAIN | 500 KV | TARIFF | DUMMY TARIFF FACILITY | 500 | Yes | Yes | Yes | Reliability & Markets | True | 01/29/2021
10 |  | Woodbourne 230 kV BUS | WOODBOUR | 230 KV | TARIFF | DUMMY TARIFF FACILITY | 230 | Yes | Yes | Yes | Reliability & Markets | True | 01/29/2021
10 |  | Woodbourne 35 kV BUS | WOODBOUR | 35 KV | TARIFF | DUMMY TARIFF FACILITY | 35 | No | Yes | No | Not monitored, no status | False | 01/29/2021
10 |  | Woodlyn 138 kV BUS | WOODLYN | 138 KV | TARIFF | DUMMY TARIFF FACILITY | 138 | Yes | Yes | Yes | Reliability & Markets | True | 01/29/2021
10 |  | Woodlyn 35 kV BUS | WOODLYN | 35 KV | TARIFF | DUMMY TARIFF FACILITY | 35 | No | Yes | No | Not monitored, no status | False | 01/29/2021
10 |  | Woodlyn 69 kV BUS | WOODLYN | 69 KV | TARIFF | DUMMY TARIFF FACILITY | 69 | Yes | Yes | Yes | Reliability & Markets | False | 01/29/2021
10 |  | Woodlyn Jct 35 kV BUS | WOODLYNJ | 35 KV | TARIFF | DUMMY TARIFF FACILITY | 35 | No | Yes | No | Not monitored, no status | False | 01/29/2021
10 |  | Wyncote 35 kV BUS | WYNCOTE | 35 KV | TARIFF | DUMMY TARIFF FACILITY | 35 | No | Yes | No | Not monitored, no status | False | 01/29/2021
10 |  | Wynnewood 35 kV BUS | WYNNEWOO | 35 KV | TARIFF | DUMMY TARIFF FACILITY | 35 | No | Yes | No | Not monitored, no status | False | 01/29/2021