## CauseCodeData
CauseCode | Description | Total Outage MW | Avg Daily Outage MW | Max Daily Outage MW | Correlation Factor | # of Days Cause Code Used | # of Events Cause Code Used | Percent of Outage MW | Percent of Events
24 | Rotary plow | 2702 | 36.5135 | 489 | -10.31% | 74 | 84 | 0.02015% | 0.06375%
30 | Coal conveyors and feeders | 110538.75 | 220.1967 | 1830 | 0.621% | 502 | 734 | 0.8242% | 0.5571%
60 | Coal crushers including motors | 2852.67 | 124.0291 | 888 | 47.72% | 23 | 28 | 0.02127% | 0.02125%
75 | Storage silos/hoppers | 3126.27 | 67.9624 | 420 | 27.2% | 46 | 58 | 0.02331% | 0.04402%
80 | Stackers/reclaimers | 3438.77 | 45.8503 | 475 | -12.74% | 75 | 88 | 0.02564% | 0.06679%
84 | Coal conveyor scales storage coal pile | 545.3 | 90.8833 | 413 | 67.62% | 6 | 6 | 0.004066% | 0.004554%
90 | Bunker fires | 4310.69 | 153.9532 | 638 | 16.22% | 28 | 35 | 0.03214% | 0.02656%
95 | Bunker flow problems | 9381.62 | 51.8322 | 740 | 1.418% | 181 | 223 | 0.06995% | 0.1693%
100 | Bunker gates | 1605.06 | 114.6471 | 332 | -57.37% | 14 | 15 | 0.01197% | 0.01138%
105 | Bunker structures | 682.55 | 48.7536 | 100 | -20.76% | 14 | 19 | 0.005089% | 0.01442%
110 | Other coal fuel supply problems up through bunkers | 22440.39 | 185.4578 | 1185 | -0.4258% | 121 | 162 | 0.1673% | 0.123%
111 | Solid fuel feeder conveyors | 885.22 | 38.4878 | 280 | -10.67% | 23 | 26 | 0.006601% | 0.01973%
115 | Solid fuel gravimetric feeder | 734 | 31.913 | 245 | 16.52% | 23 | 24 | 0.005473% | 0.01822%
121 | Other solid fuel feed problems | 1231.1 | 31.5667 | 300 | -18.33% | 39 | 51 | 0.00918% | 0.03871%
129 | Other coal processing system problems | 6700.63 | 109.8464 | 838 | 1.515% | 61 | 73 | 0.04996% | 0.05541%
240 | Pulverized coal bin | 2592.19 | 144.0106 | 700 | -10.88% | 18 | 23 | 0.01933% | 0.01746%
250 | Pulverizer feeders | 189471.05 | 113.3878 | 1091.77 | -7.261% | 1671 | 2631 | 1.413% | 1.997%
253 | Pulverizer feeder motor | 8304.83 | 105.1244 | 850 | 15.62% | 79 | 87 | 0.06192% | 0.06603%
255 | Pulverizer feeder coal scales | 3392.27 | 116.9748 | 415 | 12.56% | 29 | 36 | 0.02529% | 0.02732%
256 | Seal air system (air to pulverizers) | 4325.54 | 173.0216 | 760 | 5.252% | 25 | 27 | 0.03225% | 0.02049%
260 | Primary air fan | 40512.75 | 93.7795 | 1350 | -3.652% | 432 | 585 | 0.3021% | 0.444%
262 | Primary air fan lube oil system | 1903.82 | 126.9213 | 450 | -28.51% | 15 | 17 | 0.0142% | 0.0129%
263 | Primary air fan drives | 6073.11 | 89.3104 | 585 | -1.441% | 68 | 76 | 0.04528% | 0.05768%
264 | Other primary air fan problems | 7404.7 | 82.2744 | 530 | -12.07% | 90 | 112 | 0.05521% | 0.085%
265 | Primary air heater | 1049 | 174.8333 | 630 | -16.04% | 6 | 6 | 0.007822% | 0.004554%
267 | Primary air flow instrumentation | 10005.65 | 128.2776 | 746.67 | -0.8076% | 78 | 93 | 0.07461% | 0.07058%
270 | Primary air duct and dampers | 19848.84 | 118.8553 | 814.27 | -10.68% | 167 | 194 | 0.148% | 0.1472%
280 | Pulverizer fires | 21963.51 | 106.1039 | 520 | -4.068% | 207 | 254 | 0.1638% | 0.1928%
290 | Pulverizer reduced capacity due to wear | 8761.45 | 60.8434 | 269 | -9.027% | 144 | 235 | 0.06533% | 0.1784%
300 | Pulverizer motors and drives | 12886.26 | 61.0723 | 315 | -22.07% | 211 | 240 | 0.09608% | 0.1822%
310 | Pulverizer mills | 152049.25 | 116.6022 | 1300 | -1.81% | 1304 | 1853 | 1.134% | 1.406%
312 | Pulverizer mill classifiers | 4956.76 | 97.1914 | 325 | -29.33% | 51 | 56 | 0.03696% | 0.0425%
315 | Pulverizer mill coal level controls | 1217.2 | 101.4333 | 363 | 16.9% | 12 | 13 | 0.009076% | 0.009867%
320 | Foreign object in Pulverizers mill | 6979.98 | 43.6249 | 232 | -11.77% | 160 | 172 | 0.05205% | 0.1305%
325 | Pulverizer skidding | 2258.78 | 132.8694 | 245 | -26.02% | 17 | 25 | 0.01684% | 0.01897%
330 | Pulverizer coal leak (pulverizers only) | 10516.52 | 66.1416 | 330 | 13.12% | 159 | 176 | 0.07841% | 0.1336%
331 | Pulverizer system coal leaks (other than pulverizers, see code 0330) | 15660.41 | 99.7478 | 1300 | 11.95% | 157 | 176 | 0.1168% | 0.1336%
335 | Pulverizer lube oil system | 16886.42 | 86.1552 | 638 | 3.838% | 196 | 222 | 0.1259% | 0.1685%
338 | Pulverizer control systems (temperature and pressure) | 5537.76 | 74.8346 | 292 | -8.443% | 74 | 86 | 0.04129% | 0.06527%
340 | Other pulverizer problems | 43021.94 | 109.4706 | 817 | 5.074% | 393 | 514 | 0.3208% | 0.3901%
344 | Pulverizer inspection | 11090.63 | 75.4465 | 460 | 4.88% | 147 | 168 | 0.0827% | 0.1275%
345 | Pulverizer overhaul | 5381.66 | 59.1391 | 150.1 | 33.7% | 91 | 97 | 0.04013% | 0.07362%
346 | Pulverizer pyrite removal system | 11853.82 | 79.5558 | 800 | -3.916% | 149 | 169 | 0.08839% | 0.1283%
350 | Pulverized fuel and air piping (from pulverizer to wind box) (see code 0898 for pulverizer reject system problems) | 21335.35 | 74.5991 | 644 | 7.882% | 286 | 330 | 0.1591% | 0.2505%
358 | Oil burner piping and valves | 5655.3 | 257.0591 | 630 | -12.68% | 22 | 23 | 0.04217% | 0.01746%
359 | Gas burner piping and valves | 15425.08 | 102.1528 | 742 | 11.48% | 151 | 182 | 0.115% | 0.1381%
360 | Burners | 27097.45 | 62.7256 | 542 | -4.847% | 432 | 538 | 0.202% | 0.4083%
366 | Duct burners (FBC only) | 382.2 | 42.4667 | 70.7 | 20.45% | 9 | 13 | 0.00285% | 0.009867%
370 | Burner instruments and controls (except light off) | 14222.12 | 99.4554 | 854.38 | -10.62% | 143 | 169 | 0.106% | 0.1283%
380 | Light off (igniter) systems (including fuel supply) | 24044.84 | 189.3294 | 1350 | 4.47% | 127 | 142 | 0.1793% | 0.1078%
385 | Igniters | 12379.76 | 225.0865 | 760 | 34.33% | 55 | 62 | 0.09231% | 0.04706%
390 | Burner wind boxes and dampers | 2473.6 | 176.6857 | 419 | -30.57% | 14 | 21 | 0.01844% | 0.01594%
400 | Burner wind box fires | 6472.57 | 239.7248 | 770 | 19.95% | 27 | 29 | 0.04826% | 0.02201%
410 | Other burner problems | 14791.44 | 95.4286 | 742 | -2.625% | 155 | 218 | 0.1103% | 0.1655%
435 | Other cyclone problems | 11374.5 | 81.8309 | 554 | -4.209% | 139 | 184 | 0.08481% | 0.1397%
440 | Fuel oil pumps (general) | 4528.2 | 411.6545 | 1330 | 48.76% | 11 | 11 | 0.03376% | 0.008349%
441 | Fuel oil pumps (burner supply) | 1055.1 | 175.85 | 437.1 | 23.04% | 6 | 8 | 0.007867% | 0.006072%
460 | Fuel oil atomizers | 874.1 | 145.6833 | 230 | 36.51% | 6 | 6 | 0.006518% | 0.004554%
480 | Other oil and gas fuel supply problems (see codes 0360-0410 for burner problems) | 16733.1 | 190.1489 | 1180.3 | -12.09% | 88 | 119 | 0.1248% | 0.09032%
500 | Main steam piping up to turbine stop valves | 21499.2 | 390.8945 | 1350 | 10.48% | 55 | 67 | 0.1603% | 0.05085%
510 | Main steam relief/safety valves off superheater | 19150.14 | 193.4358 | 1330 | 9.444% | 99 | 149 | 0.1428% | 0.1131%
520 | Other main steam valves (including vent and drain valves but not including the turbine stop valves) | 32449.43 | 426.9662 | 1955 | -0.4215% | 76 | 95 | 0.242% | 0.0721%
530 | Other main steam system problems | 9551.01 | 308.0971 | 850 | 25.36% | 31 | 38 | 0.07122% | 0.02884%
540 | Hot reheat steam piping up to turbine stop valves | 20206.26 | 429.9204 | 1315 | -1.477% | 47 | 71 | 0.1507% | 0.05389%
541 | Cold reheat steam piping up to boiler | 7357.7 | 367.885 | 850 | 14% | 20 | 28 | 0.05486% | 0.02125%
550 | Reheat steam relief/safety valves | 11073.76 | 270.0917 | 1350 | -9.714% | 41 | 62 | 0.08257% | 0.04706%
560 | Other hot reheat steam valves (not including turbine stop or intercept valves) | 19891.4 | 355.2036 | 1120.1 | -21.55% | 56 | 81 | 0.1483% | 0.06148%
561 | Other cold reheat steam valves (not including turbine stop or intercept valves) | 8968.21 | 373.6754 | 850 | -8.255% | 24 | 36 | 0.06687% | 0.02732%
570 | Other reheat steam problems | 10634.32 | 193.3513 | 1376 | -4.462% | 55 | 73 | 0.07929% | 0.05541%
580 | Desuperheater/attemperator piping | 1171.5 | 146.4375 | 552 | 23.2% | 8 | 9 | 0.008735% | 0.006831%
590 | Desuperheater/attemperator valves | 18873.39 | 309.3998 | 1330 | 2.375% | 61 | 70 | 0.1407% | 0.05313%
620 | Other desuperheater/attemperator problems | 1127.04 | 112.704 | 620 | 34.54% | 10 | 11 | 0.008404% | 0.008349%
630 | Startup bypass system piping (including drain lines up to heaters or condenser) | 3616 | 452 | 742 | 77.18% | 8 | 8 | 0.02696% | 0.006072%
640 | Startup bypass system valves | 40564.17 | 571.3263 | 1315 | -2.019% | 71 | 76 | 0.3025% | 0.05768%
650 | Startup bypass tanks or flash tanks | 15980.7 | 1141.4786 | 1350 | -54.89% | 14 | 16 | 0.1192% | 0.01214%
660 | Other startup bypass system problems | 1257.3 | 209.55 | 419 | -88.3% | 6 | 7 | 0.009375% | 0.005313%
670 | Feedwater piping downstream of feedwater regulating valve | 3089.1 | 257.425 | 635 | 8.035% | 12 | 15 | 0.02303% | 0.01138%
680 | Feedwater valves (not feedwater regulating valve) | 14798.25 | 274.0417 | 1156 | 10.16% | 54 | 75 | 0.1103% | 0.05692%
690 | Other feedwater problems downstream of feedwater regulating valve (use codes 3401 to 3499 for remainder of feedwater system) | 3391 | 199.4706 | 732 | 69.5% | 17 | 23 | 0.02528% | 0.01746%
700 | Blowdown system valves | 4021.6 | 223.4222 | 814.2 | 10.91% | 18 | 23 | 0.02999% | 0.01746%
710 | Blowdown system piping | 5763.2 | 274.4381 | 675 | -60.7% | 21 | 26 | 0.04297% | 0.01973%
730 | Other blowdown system problems | 3197 | 319.7 | 964 | -43.82% | 10 | 12 | 0.02384% | 0.009108%
740 | Boiler recirculation pumps | 8734.21 | 349.3684 | 850 | -36.99% | 25 | 27 | 0.06513% | 0.02049%
741 | Boiler recirculation pumps - motors | 6044.02 | 318.1063 | 816 | -5.067% | 19 | 19 | 0.04507% | 0.01442%
750 | Boiler recirculation piping including downcomers | 2075.3 | 259.4125 | 742 | 70.99% | 8 | 8 | 0.01547% | 0.006072%
760 | Boiler recirculation valves | 4279.46 | 329.1892 | 814.7 | 47.87% | 13 | 16 | 0.03191% | 0.01214%
770 | Other boiler recirculation problems | 1734.5 | 20.6488 | 355 | -21.27% | 84 | 86 | 0.01293% | 0.06527%
775 | Economizer piping | 5871.23 | 209.6868 | 850 | 17.68% | 28 | 33 | 0.04378% | 0.02505%
799 | Other miscellaneous piping system problems | 5473.55 | 182.4517 | 770 | 3.509% | 30 | 39 | 0.04081% | 0.0296%
800 | Drums and drum internals (single drum only) | 12965.77 | 301.5295 | 665 | -2.86% | 43 | 50 | 0.09668% | 0.03795%
801 | HP Drum (including drum level trips not attributable to other causes) | 32875.41 | 258.8615 | 810 | -17.64% | 127 | 193 | 0.2451% | 0.1465%
802 | IP Drum (including drum level trips not attributable to other causes) | 17061.78 | 310.2142 | 813.9 | -26.13% | 55 | 89 | 0.1272% | 0.06755%
803 | LP Drum (including drum level trips not attributable to other causes) | 10370.68 | 246.921 | 770 | 18.12% | 42 | 64 | 0.07733% | 0.04857%
820 | Casing | 9209.02 | 139.5306 | 1320 | -12.29% | 66 | 81 | 0.06867% | 0.06148%
830 | Doors | 10492 | 291.4444 | 1320 | -13.34% | 36 | 45 | 0.07823% | 0.03415%
840 | Refractory and insulation | 12710.7 | 87.0596 | 367 | 23.97% | 146 | 178 | 0.09478% | 0.1351%
847 | Other expansion joints | 2471 | 95.0385 | 421 | 27.24% | 26 | 26 | 0.01842% | 0.01973%
850 | Other internal or structural problems | 4062.74 | 72.5489 | 1350 | -5.912% | 56 | 62 | 0.03029% | 0.04706%
855 | Drum relief/safety valves (single drum only) | 1630.79 | 116.485 | 385 | 45.69% | 14 | 17 | 0.01216% | 0.0129%
870 | Soot blowers - steam | 24688.78 | 230.7363 | 820 | -23.43% | 107 | 132 | 0.1841% | 0.1002%
876 | Soot blower controls | 2534 | 194.9231 | 620 | -2.428% | 13 | 19 | 0.01889% | 0.01442%
880 | Fly Ash Removal System (not precipitators, scrubbers, mechanical collectors, or baghouses) | 16632.13 | 103.3052 | 1320 | 19.23% | 161 | 188 | 0.124% | 0.1427%
885 | Fly ash Removal System - wet transport | 3217.93 | 160.8965 | 493.33 | 39.2% | 20 | 21 | 0.02399% | 0.01594%
890 | Bottom ash systems (wet or dry) | 38200.03 | 109.7702 | 1331 | 10.61% | 348 | 413 | 0.2848% | 0.3135%
891 | Bottom ash hoppers (including gates) | 13540.23 | 250.745 | 817.5 | 30.33% | 54 | 60 | 0.101% | 0.04554%
892 | Bottom ash clinker grinders | 5662.1 | 80.8871 | 752 | -4.423% | 70 | 72 | 0.04222% | 0.05465%
894 | Bottom ash piping and valves | 5612.43 | 175.3884 | 620 | -8.979% | 32 | 44 | 0.04185% | 0.03339%
895 | Ashpit trouble | 1740.67 | 108.7919 | 555 | -0.2925% | 16 | 19 | 0.01298% | 0.01442%
897 | Bottom ash rotary (drag chain type) conveyor and motor | 18816.66 | 96.9931 | 836.54 | -19.76% | 194 | 220 | 0.1403% | 0.167%
899 | Bottom ash controls and instrumentation | 1329.19 | 120.8355 | 808.82 | -24.58% | 11 | 12 | 0.009911% | 0.009108%
920 | Other slag and ash removal problems | 29598.43 | 95.7878 | 817 | -7.529% | 309 | 356 | 0.2207% | 0.2702%
930 | Bed material coolers | 3384.9 | 72.0191 | 400 | 12.76% | 47 | 51 | 0.02524% | 0.03871%
931 | Bed material transport piping/valves | 538 | 76.8571 | 225 | -21.22% | 7 | 7 | 0.004012% | 0.005313%
936 | Bed material conveyors | 564.9 | 43.4538 | 85 | -60.24% | 13 | 14 | 0.004212% | 0.01063%
950 | Other bed material system problems | 6489.1 | 104.6629 | 525 | 0.284% | 62 | 85 | 0.04839% | 0.06451%
989 | Other bed solids recirculation problems | 2344 | 90.1538 | 335 | 13.01% | 26 | 41 | 0.01748% | 0.03112%
1000 | Waterwall (Furnace wall) | 437924.24 | 331.2589 | 2082 | -6.139% | 1322 | 1683 | 3.265% | 1.277%
1003 | Steam generating tubes between steam drum and mud drum | 1282.4 | 36.64 | 543.9 | 10.27% | 35 | 35 | 0.009562% | 0.02656%
1005 | Generating tubes | 3309.04 | 39.868 | 543.9 | 12.41% | 83 | 87 | 0.02467% | 0.06603%
1010 | Cyclone furnace (in cyclone area only) | 5175.6 | 110.1191 | 579 | 1.398% | 47 | 53 | 0.03859% | 0.04023%
1020 | Convection pass wall (water tubes only) | 26201.33 | 379.7294 | 1330 | 20.98% | 69 | 73 | 0.1954% | 0.05541%
1030 | Boiler screen, wing wall, or slag screen (water tubes only) | 15268.5 | 227.8881 | 850 | -2.53% | 67 | 68 | 0.1138% | 0.05161%
1035 | Platen superheater | 62945.66 | 499.5687 | 1339.27 | -21.6% | 126 | 136 | 0.4693% | 0.1032%
1040 | First superheater | 45921.45 | 316.6997 | 1320 | 10.4% | 145 | 153 | 0.3424% | 0.1161%
1050 | Second superheater | 151759.75 | 486.4095 | 1930 | 3.269% | 312 | 349 | 1.132% | 0.2649%
1055 | External superheater link tubing | 1408 | 201.1429 | 625 | -53.36% | 7 | 7 | 0.0105% | 0.005313%
1060 | First reheater | 132637.91 | 522.1965 | 1391 | 2.982% | 254 | 277 | 0.989% | 0.2102%
1070 | Second reheater | 28686.07 | 494.5874 | 815.1 | 9.231% | 58 | 63 | 0.2139% | 0.04782%
1080 | Economizer | 92865.24 | 233.3297 | 2651 | 0.6477% | 398 | 439 | 0.6924% | 0.3332%
1090 | Other boiler tube leaks | 60966.91 | 220.0971 | 1350 | -5.233% | 277 | 300 | 0.4546% | 0.2277%
1100 | Waterwall (Furnace wall) | 20649.58 | 208.5816 | 1330 | -0.03915% | 99 | 111 | 0.154% | 0.08425%
1105 | Generating tubes | 1047.25 | 34.9083 | 639 | 8.491% | 30 | 30 | 0.007809% | 0.02277%
1140 | First superheater | 2944.07 | 94.97 | 555 | 12.92% | 31 | 31 | 0.02195% | 0.02353%
1150 | Second superheater | 45091.41 | 265.2436 | 1330 | -7.749% | 170 | 204 | 0.3362% | 0.1548%
1160 | First reheater | 6444.83 | 102.2989 | 651 | 12.28% | 63 | 79 | 0.04805% | 0.05996%
1170 | Second reheater | 1073.26 | 178.8767 | 850 | -49.75% | 6 | 6 | 0.008003% | 0.004554%
1180 | Economizer | 4464.78 | 82.6811 | 595 | 14.7% | 54 | 89 | 0.03329% | 0.06755%
1190 | Other tube slagging or fouling | 22809.96 | 139.9384 | 814.2 | -18.38% | 163 | 192 | 0.1701% | 0.1457%
1200 | Operation at reduced power to avoid slagging or fouling (use codes 1100 to 1190 to report power reductions for slag accumulation or slag removal) | 8323.7 | 50.4467 | 629 | -19.51% | 165 | 313 | 0.06206% | 0.2376%
1330 | Slag fall damage | 3778 | 629.6667 | 977 | -11.14% | 6 | 8 | 0.02817% | 0.006072%
1350 | Other miscellaneous boiler tube problems | 1027.1 | 51.355 | 363 | -43.73% | 20 | 21 | 0.007658% | 0.01594%
1360 | Boiler drains system | 3729.87 | 177.6129 | 510.67 | -21.84% | 21 | 25 | 0.02781% | 0.01897%
1400 | Forced draft fans | 36404.58 | 141.6521 | 850 | -22.3% | 257 | 323 | 0.2714% | 0.2451%
1401 | Forced draft fan dampers | 17227.69 | 175.7928 | 639 | -4.396% | 98 | 110 | 0.1285% | 0.08349%
1407 | Forced draft fan lubrication system | 3485.16 | 217.8225 | 615 | 7.705% | 16 | 17 | 0.02599% | 0.0129%
1410 | Forced draft fan motors | 14896.65 | 206.8979 | 800 | 2.1% | 72 | 80 | 0.1111% | 0.06072%
1412 | Forced draft fan drives (other than motor) | 19512.46 | 128.3714 | 1350 | 18.23% | 152 | 192 | 0.1455% | 0.1457%
1413 | Forced draft fan couplings | 2009.82 | 401.964 | 850 | 16.36% | 5 | 5 | 0.01499% | 0.003795%
1415 | Forced draft fan controls | 11735.24 | 154.4111 | 850 | -34.87% | 76 | 84 | 0.0875% | 0.06375%
1420 | Other forced draft fan problems | 20434.29 | 118.804 | 812 | -17.89% | 172 | 207 | 0.1524% | 0.1571%
1421 | Secondary air fans/blowers | 1825.55 | 57.0484 | 450 | 2.286% | 32 | 35 | 0.01361% | 0.02656%
1422 | Secondary air fan/blower motors - single speed | 1569.28 | 156.928 | 320 | 45.39% | 10 | 10 | 0.0117% | 0.00759%
1424 | Secondary air fan/blower controls | 570.22 | 81.46 | 145 | 62.98% | 7 | 7 | 0.004252% | 0.005313%
1430 | Air supply ducts from FD fan | 865 | 66.5385 | 493 | -76.34% | 13 | 21 | 0.00645% | 0.01594%
1431 | Air supply dampers from FD fan | 1590.07 | 122.3131 | 595 | -44.55% | 13 | 15 | 0.01186% | 0.01138%
1432 | Air supply duct expansion joints | 2492.47 | 226.5882 | 419 | -80.61% | 11 | 12 | 0.01858% | 0.009108%
1440 | Air supply dampers | 1507.24 | 75.362 | 292 | -23.24% | 20 | 22 | 0.01124% | 0.0167%
1450 | Other air supply problems | 11521.42 | 125.2328 | 838 | -9.125% | 92 | 142 | 0.08591% | 0.1078%
1455 | Induced draft fans | 85592.55 | 108.0714 | 1320 | -7.197% | 792 | 1395 | 0.6382% | 1.059%
1456 | Induced draft fan dampers | 19217.67 | 234.3618 | 1305 | -2.582% | 82 | 97 | 0.1433% | 0.07362%
1457 | Induced draft fan lubrication systems | 18831.41 | 289.714 | 1300 | -2.034% | 65 | 83 | 0.1404% | 0.06299%
1460 | Induced draft fan fouling | 7272.55 | 123.2636 | 820 | -8.376% | 59 | 100 | 0.05423% | 0.0759%
1470 | Induced draft fan motors and drives | 38734.3 | 180.1595 | 1320 | -24.44% | 215 | 267 | 0.2888% | 0.2026%
1471 | Induced draft fan motors - variable speed | 9868.47 | 201.3973 | 625 | -15.94% | 49 | 54 | 0.07358% | 0.04098%
1472 | Inducted draft fan coupling | 1333.1 | 148.1222 | 330 | -9.897% | 9 | 10 | 0.00994% | 0.00759%
1475 | Induced draft fan controls | 38031.35 | 195.0326 | 1382 | -8.776% | 195 | 223 | 0.2836% | 0.1693%
1476 | Induced draft fan speed changer | 1680 | 240 | 450 | 6.642% | 7 | 7 | 0.01253% | 0.005313%
1480 | Other induced draft fan problems | 75313.88 | 107.2847 | 1350 | -14.03% | 702 | 1078 | 0.5616% | 0.8182%
1487 | Air heater (tubular) | 1645.97 | 109.7313 | 814.27 | 65.9% | 15 | 16 | 0.01227% | 0.01214%
1488 | Air heater (regenerative) | 66814.04 | 187.1542 | 1317.5 | -12.85% | 357 | 461 | 0.4982% | 0.3499%
1489 | Air heater (heat pipe, plate-type) | 3332.24 | 333.224 | 639 | 48.09% | 10 | 12 | 0.02485% | 0.009108%
1492 | Air heater fouling (tubular) | 2854.8 | 95.16 | 1300 | -5.05% | 30 | 33 | 0.02129% | 0.02505%
1493 | Air heater fouling (regenerative) | 17648.06 | 49.2963 | 785 | 2.174% | 358 | 469 | 0.1316% | 0.356%
1495 | Other air heater fouling (heat pipe, plate-type) | 4140 | 207 | 817 | -22.89% | 20 | 26 | 0.03087% | 0.01973%
1500 | Air heater soot blowers | 3027.67 | 275.2427 | 769 | 14.41% | 11 | 12 | 0.02258% | 0.009108%
1510 | Flue gas ducts (except recirculation) | 5126.93 | 51.7872 | 770 | -6.402% | 99 | 110 | 0.03823% | 0.08349%
1512 | Flue gas expansion joints | 8355.58 | 100.6696 | 815.4 | -8.607% | 83 | 94 | 0.0623% | 0.07134%
1520 | Flue gas dampers (except recirculation) | 3481.1 | 290.0917 | 1320 | -9.502% | 12 | 15 | 0.02596% | 0.01138%
1530 | Other flue gas problems | 12039.98 | 41.2328 | 398.7 | -2.994% | 292 | 435 | 0.08977% | 0.3302%
1535 | Flue gas recirculating fan | 3287 | 126.4231 | 742 | 56.58% | 26 | 36 | 0.02451% | 0.02732%
1591 | Stack damper and linkage | 6206.68 | 258.6117 | 770 | -5.573% | 24 | 34 | 0.04628% | 0.02581%
1599 | Other miscellaneous boiler air and gas system problems | 24689.81 | 27.342 | 850 | -2.398% | 903 | 1167 | 0.1841% | 0.8857%
1700 | Feedwater controls (report local controls - feedwater pump, feedwater regulator valve, etc., - with component or system) | 54084 | 269.0746 | 910.5 | -18.76% | 201 | 263 | 0.4033% | 0.1996%
1710 | Combustion/steam condition controls (report local controls - burners, pulverizers, etc., - with component or system) | 29300.59 | 238.2162 | 1300 | -7.583% | 123 | 151 | 0.2185% | 0.1146%
1720 | Desuperheater/attemperator controls | 13860.46 | 261.5181 | 817 | 3.928% | 53 | 76 | 0.1033% | 0.05768%
1740 | Boiler drum gage glasses / level indicator | 25488.51 | 231.7137 | 994 | 0.7971% | 110 | 161 | 0.1901% | 0.1222%
1750 | Burner management system | 28403.96 | 163.2411 | 1350 | 4.477% | 174 | 206 | 0.2118% | 0.1563%
1760 | Feedwater instrumentation (not local controls) | 11146.67 | 384.3679 | 1350 | -12.59% | 29 | 39 | 0.08311% | 0.0296%
1761 | Combustion/Steam condition instrumentation (not local controls) | 6671.98 | 185.3328 | 661 | 14.85% | 36 | 40 | 0.04975% | 0.03036%
1762 | Desuperheater/attemperator instrumentation (not local controls) | 3140.29 | 196.2681 | 649.99 | -60.03% | 16 | 19 | 0.02342% | 0.01442%
1799 | Other boiler instrumentation and control problems | 84250.58 | 273.5408 | 1869.7 | -10.4% | 308 | 434 | 0.6282% | 0.3294%
1800 | Major boiler overhaul (720 hours or longer) (use for non-specific overhaul only; see page B-CCGT-2) | 4595 | 124.1892 | 1350 | 34.54% | 37 | 38 | 0.03426% | 0.02884%
1801 | Minor boiler overhaul (less than 720 hours) (use for non-specific overhaul only; see page B-CCGT-2) | 5674.64 | 61.6809 | 1300 | 15.49% | 92 | 99 | 0.04231% | 0.07514%
1810 | Other boiler inspections | 1233.9 | 42.5483 | 300 | 10.52% | 29 | 35 | 0.0092% | 0.02656%
1811 | Boiler Inspections - problem identification / investigation | 1222.27 | 67.9039 | 315 | 38.66% | 18 | 18 | 0.009114% | 0.01366%
1812 | Boiler Inspections - scheduled or routine | 1989.2 | 56.8343 | 873 | 8.048% | 35 | 38 | 0.01483% | 0.02884%
1850 | Boiler water condition (not feedwater water quality) | 29972.02 | 185.0125 | 850 | -14.6% | 162 | 223 | 0.2235% | 0.1693%
1910 | Inadequate air not due to equipment problems | 2322.75 | 20.7388 | 120 | -17.55% | 112 | 156 | 0.01732% | 0.1184%
1980 | Boiler safety valve test | 4060.36 | 123.0412 | 546 | 13.57% | 33 | 40 | 0.03028% | 0.03036%
1990 | Boiler performance testing (use code 9999 for total unit performance testing) | 11135.57 | 218.3445 | 817 | -9.469% | 51 | 63 | 0.08303% | 0.04782%
1999 | Boiler, miscellaneous | 73731.44 | 28.6447 | 1883.2 | 0.09192% | 2574 | 7910 | 0.5498% | 6.003%
2020 | Control rod pattern changes and control rod repatch. (Preconditioning following a pattern change is to be reported using code 2031.) | 10618.36 | 141.5781 | 1227 | -24.27% | 75 | 81 | 0.07917% | 0.06148%
2200 | Reactor coolant/recirculating pumps | 20701.21 | 544.7687 | 1273 | -31.81% | 38 | 42 | 0.1544% | 0.03188%
2210 | Reactor coolant/recirculating pump motors | 12866.85 | 643.3425 | 1158 | 38.23% | 20 | 31 | 0.09594% | 0.02353%
2230 | Reactor coolant system piping | 8259.2 | 825.92 | 1260 | -6.166% | 10 | 13 | 0.06158% | 0.009867%
2370 | Reactor trip system including sensors, logic, and actuators (includes spurious trips but not valid trips) | 5154.79 | 736.3986 | 920.79 | 16.79% | 7 | 7 | 0.03844% | 0.005313%
3110 | Condenser tube leaks | 76313.77 | 272.5492 | 1497.1 | -15.59% | 280 | 367 | 0.569% | 0.2785%
3112 | Condenser tube fouling tube side | 7863.46 | 27.6882 | 385 | 6.184% | 284 | 363 | 0.05863% | 0.2755%
3113 | Condenser tube and water box cleaning (including circulating water flow reversal) | 17118.21 | 120.5508 | 738 | -21.79% | 142 | 191 | 0.1276% | 0.145%
3114 | Air-cooled condenser tubes | 2089.8 | 61.4647 | 355 | -20.76% | 34 | 57 | 0.01558% | 0.04326%
3116 | Air-cooled condenser fans | 2103.48 | 41.2447 | 598.3 | -18.06% | 51 | 61 | 0.01568% | 0.0463%
3118 | Other Air-cooled condenser problems | 9884.95 | 78.452 | 914.4 | -45.15% | 126 | 302 | 0.07371% | 0.2292%
3121 | Expansion joint | 4214 | 247.8824 | 1320 | 2.223% | 17 | 17 | 0.03142% | 0.0129%
3122 | Gaskets and seals | 2234.4 | 223.44 | 585 | 8.397% | 10 | 18 | 0.01666% | 0.01366%
3123 | Hot well | 2275.37 | 284.4212 | 547.1 | -25.41% | 8 | 13 | 0.01697% | 0.009867%
3124 | Tube sheet fouling | 893.31 | 22.9054 | 200 | 21.81% | 39 | 45 | 0.006661% | 0.03415%
3129 | Other condenser casing or shell and internal problems | 2541.95 | 50.839 | 625 | -18.54% | 50 | 56 | 0.01895% | 0.0425%
3130 | Air ejectors | 1424.02 | 74.9484 | 397 | -3.02% | 19 | 22 | 0.01062% | 0.0167%
3131 | Air ejector piping and valves | 3145.3 | 209.6867 | 635 | -2.329% | 15 | 15 | 0.02345% | 0.01138%
3133 | Vacuum pumps | 12784.2 | 177.5583 | 621 | -5.497% | 72 | 121 | 0.09532% | 0.09184%
3134 | Vacuum pump piping and valves | 6134.9 | 306.745 | 777 | -8.251% | 20 | 25 | 0.04574% | 0.01897%
3139 | Other air extraction system problems - general | 5795.1 | 251.9609 | 1247 | -45.7% | 23 | 25 | 0.04321% | 0.01897%
3149 | Loss of vacuum not attributable to a particular component such as air ejectors or valves, or high back pressure not attributable to high circulating water temperature, or vacuum losses from a known cause. | 49275.98 | 152.0864 | 1330.1 | -41.06% | 324 | 486 | 0.3674% | 0.3689%
3150 | Hot well level controls | 14080.06 | 343.4161 | 1350 | -24.86% | 41 | 52 | 0.105% | 0.03947%
3151 | Vacuum pump and air ejector controls | 2145.63 | 268.2038 | 977 | 2.253% | 8 | 11 | 0.016% | 0.008349%
3152 | Air-cooled condenser controls | 1498.8 | 166.5333 | 520 | -21.01% | 9 | 10 | 0.01118% | 0.00759%
3159 | Other condensing system controls and instruments | 4872.99 | 194.9196 | 480 | -14.41% | 25 | 36 | 0.03633% | 0.02732%
3186 | Auxiliary condenser and associated equipment | 7963.1 | 169.4277 | 800 | -43.41% | 47 | 78 | 0.05938% | 0.0592%
3190 | Air leakage (for losses not attributable to previously noted equipment related codes) | 8155.68 | 151.0311 | 1099 | -27.69% | 54 | 67 | 0.06081% | 0.05085%
3199 | Other miscellaneous condensing system problems | 9342.2 | 74.1444 | 642 | -45.09% | 126 | 171 | 0.06966% | 0.1298%
3210 | Circulating water pumps | 50500.11 | 134.3088 | 1177.7 | -16.66% | 376 | 559 | 0.3765% | 0.4243%
3211 | Circulating water pump motors | 21140.3 | 173.2811 | 1161 | -7.24% | 122 | 171 | 0.1576% | 0.1298%
3220 | Circulating water piping | 25950.17 | 480.5587 | 1186 | -22.32% | 54 | 80 | 0.1935% | 0.06072%
3221 | Circulating water piping fouling | 388.8 | 77.76 | 308 | -84.59% | 5 | 6 | 0.002899% | 0.004554%
3230 | Circulating water valves | 16098.72 | 268.312 | 1172 | -11.27% | 60 | 92 | 0.12% | 0.06983%
3231 | Waterbox | 3320.64 | 221.376 | 1300 | 39.18% | 15 | 18 | 0.02476% | 0.01366%
3232 | Condenser tube cleaning system including debris filter | 910.9 | 113.8625 | 363 | -62.23% | 8 | 8 | 0.006792% | 0.006072%
3235 | Cooling tower booster pump | 1259.55 | 139.95 | 349 | -48.62% | 9 | 12 | 0.009392% | 0.009108%
3238 | Cooling tower fan motors | 1313.84 | 93.8457 | 353.3 | 4.864% | 14 | 15 | 0.009796% | 0.01138%
3240 | Cooling tower fans | 2633.29 | 75.2369 | 510 | -27.39% | 35 | 52 | 0.01963% | 0.03947%
3242 | Cooling tower fill damage | 747.75 | 62.3125 | 160.64 | 40.59% | 12 | 24 | 0.005575% | 0.01822%
3243 | Cooling tower icing | 1593 | 177 | 769 | 38.18% | 9 | 25 | 0.01188% | 0.01897%
3245 | Other cooling tower problems | 9511.29 | 179.4583 | 812 | -39.87% | 53 | 77 | 0.07092% | 0.05844%
3247 | Cooling tower instrumentation | 4133.1 | 295.2214 | 812 | -10.95% | 14 | 23 | 0.03082% | 0.01746%
3250 | Circulating water system instruments and controls | 10610.42 | 365.8766 | 1070 | 4.34% | 29 | 57 | 0.07912% | 0.04326%
3260 | Traveling screens | 4821.01 | 123.6156 | 460 | -67.64% | 39 | 61 | 0.03595% | 0.0463%
3261 | Traveling screen fouling | 2468.96 | 164.5973 | 659 | 4.405% | 15 | 26 | 0.01841% | 0.01973%
3269 | Circulating water biological conditions (ie, zebra mussels) | 1174.19 | 293.5475 | 507.7 | -13.21% | 4 | 10 | 0.008755% | 0.00759%
3270 | Intake system problems other than traveling screens | 26387.16 | 225.5313 | 1182 | -13.96% | 117 | 327 | 0.1968% | 0.2482%
3271 | Intake grating fouling | 4493.96 | 224.698 | 727.52 | -22.78% | 20 | 55 | 0.03351% | 0.04174%
3273 | Debris in circulating water from outside sources (leaves, mud, etc.) | 18212.83 | 170.2134 | 2191 | -26.66% | 107 | 170 | 0.1358% | 0.129%
3274 | Ice blockages at intake structures including frazil ice, sheets, blocks of ice, etc. | 5147.55 | 321.7219 | 450 | -14.56% | 16 | 27 | 0.03838% | 0.02049%
3280 | High circulating water temperature (not due to season, tower efficiency below design, or other listed equipment problem) | 10480.65 | 42.091 | 742 | 19.47% | 249 | 372 | 0.07815% | 0.2823%
3281 | Circulating water tempering system | 905.27 | 90.527 | 350 | -95.34% | 10 | 10 | 0.00675% | 0.00759%
3285 | Circulating water chemistry | 7149 | 285.96 | 929 | -1.095% | 25 | 42 | 0.05331% | 0.03188%
3299 | Other circulating water system problems | 17550.31 | 175.5031 | 1080 | -36.21% | 100 | 144 | 0.1309% | 0.1093%
3300 | Condensate water pre-treatment | 4774.46 | 265.2478 | 522 | 11.37% | 18 | 28 | 0.0356% | 0.02125%
3310 | Condensate/hotwell pumps | 24350.15 | 236.4092 | 1170 | -7.548% | 103 | 124 | 0.1816% | 0.09411%
3311 | Condensate/hotwell pump motor | 9705.58 | 179.733 | 1620.5 | -24.66% | 54 | 74 | 0.07237% | 0.05616%
3312 | Condensate booster pump | 8897.92 | 261.7035 | 800 | 19.39% | 34 | 37 | 0.06635% | 0.02808%
3313 | Condensate booster pump motor | 2034 | 169.5 | 359 | -15.02% | 12 | 15 | 0.01517% | 0.01138%
3320 | Condensate piping | 5516.01 | 324.4712 | 661 | -31.23% | 17 | 26 | 0.04113% | 0.01973%
3330 | Condensate valves | 17677.15 | 310.1254 | 1240 | -6.821% | 57 | 78 | 0.1318% | 0.0592%
3340 | LP heater tube leaks | 1883.16 | 125.544 | 585 | 18.96% | 15 | 20 | 0.01404% | 0.01518%
3341 | Other LP heater - general | 1647.07 | 82.3535 | 283 | 14.12% | 20 | 26 | 0.01228% | 0.01973%
3344 | Deaerator (including level control) | 29359.6 | 315.6946 | 1330 | -7.73% | 93 | 110 | 0.2189% | 0.08349%
3350 | Condensate polishing and filtering systems | 17315.32 | 230.8709 | 960 | -8.207% | 75 | 102 | 0.1291% | 0.07742%
3351 | Chemical addition systems | 3452.89 | 265.6069 | 800 | 63.57% | 13 | 17 | 0.02575% | 0.0129%
3352 | Feedwater chemistry (not specific to condenser, polishers, or chemical addition) | 28202.3 | 293.774 | 1690 | 11.1% | 96 | 145 | 0.2103% | 0.1101%
3360 | Condensate makeup and return (including storage tanks) | 7222.73 | 124.5298 | 800 | -21% | 58 | 127 | 0.05386% | 0.09639%
3370 | Condensate system controls and instrumentation (not hotwell level, heater level, or deaerator level controls; see codes 3150-3159, 3344, 3502). | 11634.7 | 363.5844 | 850 | 7.711% | 32 | 41 | 0.08675% | 0.03112%
3399 | Other miscellaneous condensate system problems | 11189.27 | 219.3975 | 870.5 | -44.39% | 51 | 67 | 0.08343% | 0.05085%
3401 | Startup feedwater pump | 9224.1 | 419.2773 | 817 | -8.976% | 22 | 26 | 0.06878% | 0.01973%
3407 | Feedwater pump suction screens | 7526.3 | 203.4135 | 850 | -30.16% | 37 | 44 | 0.05612% | 0.03339%
3408 | Feedwater pump drive - local controls | 15505.55 | 276.8848 | 850 | 11.04% | 56 | 66 | 0.1156% | 0.05009%
3409 | Feedwater pump drive motor - variable speed | 869.3 | 108.6625 | 268 | 34.18% | 8 | 9 | 0.006482% | 0.006831%
3410 | Feedwater pump | 131385.56 | 211.571 | 2244.7 | -0.7949% | 621 | 768 | 0.9797% | 0.5829%
3411 | Feedwater pump drive - motor | 11505.05 | 153.4007 | 1253 | 9.766% | 75 | 87 | 0.08579% | 0.06603%
3412 | Feedwater pump drive - steam turbine | 61093.84 | 218.9743 | 1331 | -12.62% | 279 | 400 | 0.4555% | 0.3036%
3413 | Feedwater pump coupling and drive shaft | 6867.1 | 343.355 | 850 | -22.08% | 20 | 31 | 0.0512% | 0.02353%
3414 | Feedwater pump local controls | 22272.03 | 309.3338 | 1174 | -14.94% | 72 | 84 | 0.1661% | 0.06375%
3415 | Feedwater pump/drive lube oil system | 29899.67 | 251.2577 | 1330 | -15.63% | 119 | 135 | 0.2229% | 0.1025%
3416 | Other feedwater pump problems | 45921.95 | 266.9881 | 1320 | 9.66% | 172 | 226 | 0.3424% | 0.1715%
3417 | Feedwater pump drive - main shaft | 4098.3 | 372.5727 | 790.2 | -49.34% | 11 | 14 | 0.03056% | 0.01063%
3418 | Feedwater pump drive - other | 4204.55 | 200.2167 | 850 | 22.51% | 21 | 28 | 0.03135% | 0.02125%
3420 | Feedwater piping and supports | 7982.3 | 319.292 | 1320 | -23.09% | 25 | 29 | 0.05952% | 0.02201%
3430 | Feedwater regulating (boiler level control) valve | 39448.8 | 272.0607 | 1158 | -12.07% | 145 | 188 | 0.2941% | 0.1427%
3431 | Other feedwater valves | 49585.53 | 247.9276 | 1350 | -8.315% | 200 | 236 | 0.3697% | 0.1791%
3439 | HP heater head leaks | 6067.89 | 81.9985 | 680.04 | 13.9% | 74 | 90 | 0.04524% | 0.06831%
3440 | High pressure heater tube leaks | 25839.95 | 89.722 | 1324 | 3.412% | 288 | 366 | 0.1927% | 0.2778%
3441 | Other high pressure heater problems (see condensate system for LP and IP heater codes) | 19158.23 | 133.0433 | 812 | 5.622% | 144 | 169 | 0.1429% | 0.1283%
3454 | Feedwater booster pump | 2042 | 157.0769 | 510 | 12.94% | 13 | 15 | 0.01523% | 0.01138%
3455 | Feedwater booster pump drive - motor | 2820.64 | 256.4218 | 460 | 13.3% | 11 | 11 | 0.02103% | 0.008349%
3460 | Other feedwater booster pump problems | 1851.7 | 168.3364 | 510 | -19.68% | 11 | 13 | 0.01381% | 0.009867%
3499 | Other feedwater system problems | 43029.37 | 233.8553 | 1376 | -20.1% | 184 | 218 | 0.3208% | 0.1655%
3501 | Heater drain pumps | 2218.46 | 55.4615 | 414 | 13.89% | 40 | 49 | 0.01654% | 0.03719%
3502 | Heater level control | 8784.88 | 118.7146 | 894 | 1.043% | 74 | 81 | 0.0655% | 0.06148%
3503 | Heater drain piping | 864 | 86.4 | 306 | -59.4% | 10 | 10 | 0.006442% | 0.00759%
3504 | Heater drain valves | 4450.75 | 87.2696 | 920 | 4.069% | 51 | 51 | 0.03319% | 0.03871%
3509 | Other heater drain system problems | 1834.23 | 122.282 | 355.41 | -24.63% | 15 | 16 | 0.01368% | 0.01214%
3520 | HP Extraction steam piping | 2031.3 | 225.7 | 552 | -49.56% | 9 | 9 | 0.01515% | 0.006831%
3521 | HP Extraction steam valves | 7981.32 | 234.7447 | 846 | -1.716% | 34 | 38 | 0.05951% | 0.02884%
3522 | HP Extraction steam instruments and controls | 1094.39 | 156.3414 | 452 | 22.25% | 7 | 7 | 0.00816% | 0.005313%
3529 | Other HP extraction steam system problems | 1557.6 | 173.0667 | 371.3 | 50% | 9 | 11 | 0.01161% | 0.008349%
3531 | IP Extraction steam valves | 2312.39 | 85.6441 | 808.82 | -33.1% | 27 | 28 | 0.01724% | 0.02125%
3541 | LP Extraction steam valves | 1945.43 | 216.1589 | 408.14 | 20.42% | 9 | 14 | 0.01451% | 0.01063%
3600 | Switchyard transformers and associated cooling systems - external (OMC) | 4861.77 | 270.0983 | 2245 | 9.049% | 18 | 42 | 0.03625% | 0.03188%
3601 | Switchyard transformers and associated cooling systems - external (not OMC) | 6424.88 | 229.46 | 817 | -42.01% | 28 | 36 | 0.04791% | 0.02732%
3610 | Switchyard circuit breakers - (not OMC) | 28206.54 | 306.5928 | 1310 | 3.625% | 92 | 141 | 0.2103% | 0.107%
3611 | Switchyard circuit breakers - external (OMC) | 24335.58 | 273.4335 | 1320 | -18.6% | 89 | 163 | 0.1815% | 0.1237%
3612 | Switchyard system protection devices - external (OMC) | 19828.3 | 341.8672 | 1430 | -5.636% | 58 | 116 | 0.1478% | 0.08804%
3613 | Switchyard system protection devicies - (not OMC) | 22985.6 | 273.6381 | 1247 | 18.39% | 84 | 170 | 0.1714% | 0.129%
3618 | Other switchyard equipment - external (not OMC) | 11083.9 | 263.9024 | 1190 | -8.93% | 42 | 54 | 0.08265% | 0.04098%
3619 | Other switchyard equipment - external (OMC) | 29362.73 | 106.7736 | 1347.15 | -9.353% | 275 | 464 | 0.2189% | 0.3522%
3620 | Main transformer | 98101.15 | 280.289 | 1875.6 | -4.148% | 350 | 679 | 0.7315% | 0.5153%
3621 | Unit auxiliaries transformer | 41256.26 | 371.678 | 1504 | 1.328% | 111 | 166 | 0.3076% | 0.126%
3622 | Station service startup transformer | 11601.7 | 374.2484 | 1538 | 9.054% | 31 | 38 | 0.08651% | 0.02884%
3624 | Auxiliary generator voltage supply system | 3782.78 | 222.5165 | 948 | 22.22% | 17 | 18 | 0.02821% | 0.01366%
3629 | Other switchyard or high voltage system problems - external | 17410.3 | 189.2424 | 914 | 9.325% | 92 | 118 | 0.1298% | 0.08956%
3630 | 400-700 volt transformers | 2798.94 | 155.4967 | 567 | 33.29% | 18 | 21 | 0.02087% | 0.01594%
3631 | 400-700 volt circuit breakers | 24556.61 | 190.3613 | 1158 | 11.15% | 129 | 195 | 0.1831% | 0.148%
3632 | 400-700 volt conductors and buses | 11705.95 | 182.9055 | 850 | -5.474% | 64 | 93 | 0.08728% | 0.07058%
3634 | 400-700 volt protection devices | 2961.18 | 164.51 | 825 | 11.87% | 18 | 25 | 0.02208% | 0.01897%
3639 | Other 400-700 volt problems | 5427.54 | 208.7515 | 819 | 7.159% | 26 | 32 | 0.04047% | 0.02429%
3641 | AC Circuit breakers | 24167.92 | 219.7084 | 1300 | 2.688% | 110 | 183 | 0.1802% | 0.1389%
3642 | AC Conductors and buses | 12934.1 | 404.1906 | 1350 | -3.614% | 32 | 49 | 0.09644% | 0.03719%
3643 | AC Inverters | 8376.04 | 418.802 | 1070 | 13.08% | 20 | 26 | 0.06245% | 0.01973%
3644 | AC Protection devices | 21649.89 | 193.3026 | 1154 | 12.16% | 112 | 210 | 0.1614% | 0.1594%
3649 | Other AC instrument power problems | 6378.79 | 219.9583 | 862 | -7.971% | 29 | 34 | 0.04756% | 0.02581%
3650 | DC instrument power battery chargers | 3244.42 | 124.7854 | 669 | -24.73% | 26 | 30 | 0.02419% | 0.02277%
3651 | DC circuit breakers | 2243 | 224.3 | 510 | -50.06% | 10 | 12 | 0.01672% | 0.009108%
3652 | DC conductors and buses | 2868.7 | 286.87 | 1330 | 47.71% | 10 | 14 | 0.02139% | 0.01063%
3653 | DC protection devices | 2928.1 | 172.2412 | 710 | 32.77% | 17 | 32 | 0.02183% | 0.02429%
3659 | Other DC power problems | 6352.84 | 167.18 | 664 | 10.33% | 38 | 52 | 0.04737% | 0.03947%
3660 | 4000-7000 volt transformers | 6208.09 | 443.435 | 1320 | 2.764% | 14 | 17 | 0.04629% | 0.0129%
3661 | 4000-7000 volt circuit breakers | 34291.79 | 243.2042 | 1472.3 | 15.33% | 141 | 183 | 0.2557% | 0.1389%
3662 | 4000-7000 volt conductors and buses | 20420.4 | 425.425 | 1300 | -27.46% | 48 | 56 | 0.1523% | 0.0425%
3664 | 4000-7000 volt protection devices | 12553.03 | 348.6953 | 1134 | -38.79% | 36 | 58 | 0.0936% | 0.04402%
3669 | Other 4000-7000 volt problems | 4675.15 | 246.0605 | 716 | -15.6% | 19 | 28 | 0.03486% | 0.02125%
3670 | 12-15kV transformers | 5008.4 | 313.025 | 820 | -25.77% | 16 | 27 | 0.03734% | 0.02049%
3671 | 12-15kV circuit breakers | 13638.41 | 139.1674 | 1050 | 11.48% | 98 | 139 | 0.1017% | 0.1055%
3672 | 12-15kV conductors and buses | 12513.72 | 212.0969 | 1191.3 | 13.55% | 59 | 102 | 0.09331% | 0.07742%
3673 | 12-15kV insulators | 1057.8 | 176.3 | 565 | 48.36% | 6 | 10 | 0.007887% | 0.00759%
3674 | 12-15kV protection devices | 6030.67 | 223.3581 | 854.38 | -27.6% | 27 | 52 | 0.04497% | 0.03947%
3679 | Other 12-15kV problems | 2510.91 | 209.2425 | 965 | 23.72% | 12 | 19 | 0.01872% | 0.01442%
3680 | Other voltage transformers | 10817.09 | 85.8499 | 1075 | 7.424% | 126 | 152 | 0.08066% | 0.1154%
3681 | Other voltage circuit breakers | 18859.98 | 281.4922 | 732 | 5.123% | 67 | 107 | 0.1406% | 0.08121%
3682 | Other voltage conductors and buses | 5254.35 | 262.7175 | 877.1 | -3.125% | 20 | 32 | 0.03918% | 0.02429%
3684 | Other voltage protection devices | 10903.63 | 170.3692 | 773 | -8.27% | 64 | 97 | 0.0813% | 0.07362%
3689 | Other voltage problems | 7231.98 | 180.7995 | 914 | -5.53% | 40 | 56 | 0.05392% | 0.0425%
3690 | Station Service Power Distribution System, General | 17659.08 | 226.3985 | 1734 | 6.413% | 78 | 181 | 0.1317% | 0.1374%
3700 | Power Station switchyard (non generating unit equipment) | 9049.64 | 184.6865 | 1300 | -13.42% | 49 | 60 | 0.06748% | 0.04554%
3710 | Transmission line (connected to powerhouse switchyard to 1st Substation) | 24766.52 | 75.9709 | 930.4 | 3.696% | 326 | 432 | 0.1847% | 0.3279%
3720 | Transmission equipment at the 1st substation (see code 9300 if applicable) | 14851.49 | 285.6056 | 1320 | -0.1791% | 52 | 92 | 0.1107% | 0.06983%
3730 | Transmission equipment beyond the 1st substation (see code 9300 if applicable) | 18215.8 | 124.7658 | 2106 | -3.116% | 146 | 196 | 0.1358% | 0.1488%
3809 | Other open cooling water problems | 1106 | 276.5 | 557 | 51.83% | 4 | 7 | 0.008247% | 0.005313%
3810 | Service water pumps and motors | 2948.2 | 226.7846 | 838 | 17.97% | 13 | 16 | 0.02198% | 0.01214%
3811 | Service water piping | 9482.51 | 316.0837 | 1325.97 | 36.57% | 30 | 85 | 0.07071% | 0.06451%
3812 | Service water valves | 478.4 | 95.68 | 224 | -76.92% | 5 | 8 | 0.003567% | 0.006072%
3813 | Service water heat exchangers | 367 | 91.75 | 161 | -88.91% | 4 | 4 | 0.002736% | 0.003036%
3819 | Other service water problems | 2919.66 | 153.6663 | 562 | 1.158% | 19 | 25 | 0.02177% | 0.01897%
3820 | Closed cooling water pumps and motors | 5358.21 | 184.7659 | 960 | -15.2% | 29 | 38 | 0.03995% | 0.02884%
3821 | Closed cooling water piping | 2132.1 | 426.42 | 694 | 12.96% | 5 | 9 | 0.0159% | 0.006831%
3822 | Closed cooling water valves | 1791.3 | 199.0333 | 437.1 | -12.53% | 9 | 9 | 0.01336% | 0.006831%
3823 | Closed cooling water heat exchangers | 1841.8 | 167.4364 | 394 | -44.68% | 11 | 12 | 0.01373% | 0.009108%
3829 | Other closed cooling water system problems | 1986.1 | 141.8643 | 313.6 | -27.52% | 14 | 20 | 0.01481% | 0.01518%
3830 | Auxiliary boiler | 23141.23 | 525.937 | 800 | -19.94% | 44 | 54 | 0.1725% | 0.04098%
3831 | Auxiliary steam piping | 3011.17 | 376.3963 | 1350 | 33.4% | 8 | 8 | 0.02245% | 0.006072%
3832 | Auxiliary steam valves | 8120.33 | 406.0165 | 1330.1 | -8.233% | 20 | 22 | 0.06055% | 0.0167%
3833 | Auxiliary steam controls and instruments | 6824.9 | 359.2053 | 1098 | -16.06% | 19 | 23 | 0.05089% | 0.01746%
3834 | Auxiliary boiler tube leaks | 2066.2 | 187.8364 | 1108 | -6.291% | 11 | 12 | 0.01541% | 0.009108%
3835 | Auxiliary boiler burner management system | 4713 | 673.2857 | 1320 | -26.79% | 7 | 10 | 0.03514% | 0.00759%
3836 | Steam transfer to other unit | 45113.33 | 93.2094 | 1480 | 1.781% | 484 | 622 | 0.3364% | 0.4721%
3839 | Other auxiliary steam problems | 8491.8 | 173.302 | 770 | -36.55% | 49 | 54 | 0.06332% | 0.04098%
3840 | Service air compressors | 10196.34 | 339.878 | 1300 | 15.55% | 30 | 53 | 0.07603% | 0.04023%
3844 | Soot blowing air compressor and system | 1397 | 279.4 | 639 | 73.55% | 5 | 6 | 0.01042% | 0.004554%
3849 | Other service air problems | 990 | 123.75 | 673 | -43.41% | 8 | 8 | 0.007382% | 0.006072%
3850 | Instrument air compressors | 20699.03 | 262.013 | 1204 | -26.02% | 79 | 112 | 0.1543% | 0.085%
3851 | Instrument air piping | 9403.23 | 293.8509 | 1300 | 17.12% | 32 | 45 | 0.07011% | 0.03415%
3852 | Instrument air valves | 2947.43 | 140.3538 | 638 | 11.75% | 21 | 26 | 0.02198% | 0.01973%
3853 | Instrument air dryers | 4873.76 | 374.9046 | 1183.26 | -5.766% | 13 | 21 | 0.03634% | 0.01594%
3859 | Other instrument air problems | 7101.73 | 253.6332 | 810 | 11.87% | 28 | 43 | 0.05295% | 0.03264%
3861 | Fire protection system piping | 2887.38 | 222.1062 | 719 | 14.29% | 13 | 18 | 0.02153% | 0.01366%
3862 | Fire protection system valves | 1743.6 | 348.72 | 891.6 | 17.6% | 5 | 12 | 0.013% | 0.009108%
3864 | Fire protection system instrumentation and controls | 11257.55 | 116.0572 | 599 | 6.401% | 97 | 122 | 0.08394% | 0.09259%
3869 | Other fire protection system problems | 5167.66 | 117.4468 | 377 | 30.14% | 44 | 61 | 0.03853% | 0.0463%
3870 | Fuel Gas Compressor and Motors | 10501.44 | 161.5606 | 1211.2 | -21.74% | 65 | 111 | 0.0783% | 0.08425%
3871 | Fuel Gas Compressor Piping | 1503.66 | 107.4043 | 341.3 | 11.69% | 14 | 26 | 0.01121% | 0.01973%
3872 | Fuel Gas Compressor Valves | 9696.74 | 176.3044 | 1588 | -4.053% | 55 | 85 | 0.0723% | 0.06451%
3873 | Fuel Gas Compressor Heat Exchangers | 1857.1 | 232.1375 | 351.8 | -36.03% | 8 | 15 | 0.01385% | 0.01138%
3874 | Fuel Gas Compressor Controls and Instrumentation | 5838.26 | 79.9762 | 543.1 | -3.399% | 73 | 125 | 0.04353% | 0.09487%
3879 | Fuel Gas Compressor - other | 6045.82 | 88.9091 | 629.93 | 15.39% | 68 | 112 | 0.04508% | 0.085%
3898 | Miscellaneous plant auxiliary process and services instrumentation and controls | 18627 | 229.963 | 1331 | 1.772% | 81 | 205 | 0.1389% | 0.1556%
3899 | Other miscellaneous auxiliary system problems | 16897.62 | 114.1731 | 1830 | 2.955% | 148 | 208 | 0.126% | 0.1579%
3950 | Process computer | 2430.1 | 115.719 | 1020.3 | 3.804% | 21 | 29 | 0.01812% | 0.02201%
3960 | Thermal derating (thermal efficiency losses in balance of plant when specific cause(s) unknown) | 625.03 | 6.5107 | 166.3 | -68.69% | 96 | 115 | 0.00466% | 0.08728%
3970 | Distributive Control System (DCS) - process computer | 12323.2 | 224.0582 | 877.1 | -0.2012% | 55 | 88 | 0.09189% | 0.06679%
3971 | DCS - data highway | 8330.59 | 198.3474 | 766.3 | -32.71% | 42 | 77 | 0.06212% | 0.05844%
3972 | DCS - hardware problems (including card failure) | 47655.91 | 281.9876 | 1395 | -7.618% | 169 | 248 | 0.3553% | 0.1882%
3973 | DCS - internal and termination wiring | 2717.3 | 209.0231 | 790 | -4.309% | 13 | 19 | 0.02026% | 0.01442%
3974 | DCS - logic problems | 24497.72 | 355.0394 | 1104 | -4.345% | 69 | 122 | 0.1827% | 0.09259%
3975 | DCS - upgrades | 8190.3 | 341.2625 | 700 | 58.89% | 24 | 63 | 0.06107% | 0.04782%
3979 | Other DCS problems | 23569.46 | 250.7389 | 1240 | 8.413% | 94 | 164 | 0.1757% | 0.1245%
3980 | Programmable Logic Controller (PLC) | 4883.17 | 128.5045 | 565 | 8.436% | 38 | 51 | 0.03641% | 0.03871%
3981 | PLC - data highway | 1407.26 | 93.8173 | 504 | 24.26% | 15 | 37 | 0.01049% | 0.02808%
3982 | PLC - hardware problems (including card failure) | 6724.57 | 164.0139 | 1315 | 20.89% | 41 | 65 | 0.05014% | 0.04933%
3984 | PLC - logic problems | 1767.9 | 135.9923 | 652 | -4.034% | 13 | 19 | 0.01318% | 0.01442%
3985 | PLC - upgrades | 250 | 50 | 210 | 64.2% | 5 | 9 | 0.001864% | 0.006831%
3989 | Other PLC problems | 1444.24 | 68.7733 | 339.9 | -2.955% | 21 | 25 | 0.01077% | 0.01897%
3995 | Powerhouse heating and ventilating systems | 2867.2 | 179.2 | 535 | 13.3% | 16 | 21 | 0.02138% | 0.01594%
3996 | Air conditioning systems - rooms and areas | 3734.63 | 196.5595 | 658.46 | -34.92% | 19 | 27 | 0.02785% | 0.02049%
3998 | Balance of plant overhaul/outage | 1986.9 | 99.345 | 290 | 14.37% | 20 | 34 | 0.01482% | 0.02581%
3999 | Other miscellaneous balance of plant problems | 99540.33 | 155.2891 | 1420 | -9.278% | 641 | 925 | 0.7422% | 0.702%
4000 | Outer casing | 2739.74 | 304.4156 | 1259 | -55.7% | 9 | 9 | 0.02043% | 0.006831%
4020 | Shaft seals | 4798.7 | 19.3496 | 596.3 | -11.21% | 248 | 252 | 0.03578% | 0.1913%
4030 | Rotor shaft | 8769.97 | 313.2132 | 1300 | -51.65% | 28 | 38 | 0.06539% | 0.02884%
4040 | Bearings | 35037.76 | 229.005 | 1330.1 | -28.41% | 153 | 241 | 0.2613% | 0.1829%
4041 | Thrust bearings | 8064.1 | 171.5766 | 1067 | 3.387% | 47 | 68 | 0.06013% | 0.05161%
4099 | Other high pressure turbine problems | 27135.27 | 162.4866 | 1522 | 2.537% | 167 | 216 | 0.2023% | 0.1639%
4112 | Buckets or blades | 3479.06 | 497.0086 | 1330 | 6.015% | 7 | 8 | 0.02594% | 0.006072%
4140 | Bearings | 8937 | 343.7308 | 1320 | -12.62% | 26 | 28 | 0.06664% | 0.02125%
4141 | Thrust bearings | 4148.38 | 259.2738 | 585 | 32.81% | 16 | 21 | 0.03093% | 0.01594%
4199 | Other intermediate pressure turbine problems | 11105.08 | 358.2284 | 1330.1 | 2.298% | 31 | 39 | 0.0828% | 0.0296%
4211 | Diaphragms | 1689 | 241.2857 | 654 | -78.35% | 7 | 8 | 0.01259% | 0.006072%
4212 | Buckets or blades | 11409.06 | 172.8645 | 972.06 | -32.9% | 66 | 88 | 0.08507% | 0.06679%
4220 | Shaft seals | 3137.6 | 348.6222 | 835.4 | 31.1% | 9 | 11 | 0.0234% | 0.008349%
4240 | Bearings | 17494.14 | 312.3954 | 1320 | -18.8% | 56 | 87 | 0.1304% | 0.06603%
4250 | Other low pressure turbine problems | 29085.33 | 346.2539 | 1330 | -31.22% | 84 | 133 | 0.2169% | 0.1009%
4260 | Main stop valves | 46082.79 | 266.3745 | 1320 | 1.791% | 173 | 231 | 0.3436% | 0.1753%
4261 | Control valves | 134019.52 | 239.3206 | 1510 | -7.162% | 560 | 795 | 0.9993% | 0.6034%
4262 | Intercept valves | 34390.1 | 399.8849 | 1376 | -1.861% | 86 | 126 | 0.2564% | 0.09563%
4263 | Reheat stop valves | 23943.59 | 362.7817 | 850 | -5.913% | 66 | 73 | 0.1785% | 0.05541%
4264 | Combined intercept valves | 4993.5 | 356.6786 | 656 | 0.7741% | 14 | 15 | 0.03723% | 0.01138%
4265 | Miscellaneous drain and vent valves | 9989.5 | 369.9815 | 919 | -28.04% | 27 | 46 | 0.07449% | 0.03491%
4266 | Main stop valve testing | 4883.4 | 257.0211 | 918.9 | -5.919% | 19 | 25 | 0.03641% | 0.01897%
4267 | Control valve testing | 39088.3 | 241.2858 | 1260 | 0.7802% | 162 | 210 | 0.2915% | 0.1594%
4268 | Reheat/intercept valve testing | 7591 | 361.4762 | 850 | 13.67% | 21 | 21 | 0.0566% | 0.01594%
4269 | Other turbine valves (including LP steam admission valves) | 28604.82 | 332.6142 | 1320 | -25.29% | 86 | 111 | 0.2133% | 0.08425%
4270 | Crossover or under piping | 10509 | 618.1765 | 1187 | 6.926% | 17 | 22 | 0.07836% | 0.0167%
4279 | Miscellaneous turbine piping | 39564.2 | 659.4033 | 1560 | 30.06% | 60 | 102 | 0.295% | 0.07742%
4280 | Lube oil pumps | 8821.57 | 220.5392 | 850 | -28.07% | 40 | 45 | 0.06578% | 0.03415%
4281 | Lube oil coolers | 5022.71 | 218.3787 | 770 | -5.885% | 23 | 24 | 0.03745% | 0.01822%
4283 | Lube oil system valves and piping | 15599.23 | 458.8009 | 1330.1 | 3.039% | 34 | 46 | 0.1163% | 0.03491%
4284 | Lube oil pump drive | 2634.5 | 439.0833 | 1300 | -18.07% | 6 | 10 | 0.01964% | 0.00759%
4289 | Other lube oil system problems | 15224.6 | 253.7433 | 1315 | -3.014% | 60 | 88 | 0.1135% | 0.06679%
4290 | Hydraulic system pumps | 13023.09 | 383.0321 | 1032 | -17.83% | 34 | 47 | 0.0971% | 0.03567%
4292 | Hydraulic system filters | 2026.53 | 405.306 | 850 | -88.87% | 5 | 7 | 0.01511% | 0.005313%
4293 | Hydraulic system pipes and valves | 51233.76 | 346.1741 | 1376 | 8.355% | 148 | 207 | 0.382% | 0.1571%
4299 | Other hydraulic system problems | 23218.28 | 327.018 | 1315 | 10.97% | 71 | 111 | 0.1731% | 0.08425%
4300 | Turbine supervisory system (use codes 4290 to 4299 for hydraulic oil) | 20634.42 | 412.6884 | 1330 | -13.08% | 50 | 55 | 0.1539% | 0.04174%
4301 | Turbine governing system | 13579.6 | 178.6789 | 850 | 3.605% | 76 | 83 | 0.1013% | 0.06299%
4302 | Turbine trip devices (including instruments) | 67421.25 | 268.6106 | 1300 | -9.395% | 251 | 312 | 0.5027% | 0.2368%
4303 | Exhaust hood and spray controls | 2525 | 505 | 1070 | 23.04% | 5 | 8 | 0.01883% | 0.006072%
4304 | Automatic turbine control systems - mechanical | 1534.3 | 109.5929 | 378 | 8.326% | 14 | 15 | 0.01144% | 0.01138%
4305 | Automatic turbine control systems - mechanical - hydraulic | 10189.13 | 328.6816 | 944.7 | 12.65% | 31 | 39 | 0.07597% | 0.0296%
4306 | Automatic turbine control systems - electro-hydraulic - analog | 10354.5 | 450.1957 | 1300 | -6.064% | 23 | 26 | 0.07721% | 0.01973%
4307 | Automatic turbine control systems - electro-hydraulic - digital | 7854.8 | 357.0364 | 899.3 | 28.18% | 22 | 23 | 0.05857% | 0.01746%
4308 | Automatic turbine control systems - digital control and monitoring | 20119.23 | 346.8833 | 1300 | 0.5352% | 58 | 74 | 0.15% | 0.05616%
4309 | Other turbine instrument and control problems | 40867.33 | 263.6602 | 1300 | 13.6% | 155 | 202 | 0.3047% | 0.1533%
4310 | Steam Turbine Control System - data highway | 713.3 | 142.66 | 271.6 | -90.58% | 5 | 6 | 0.005319% | 0.004554%
4311 | Steam Turbine Control System - hardware problems (including card failure) | 24508.67 | 302.5762 | 850 | -14.07% | 81 | 105 | 0.1827% | 0.07969%
4312 | Steam Turbine Control System - internal and termination wiring | 6726.36 | 224.212 | 815.4 | -4.221% | 30 | 48 | 0.05015% | 0.03643%
4313 | Steam Turbine Control System - logic problems | 15858.4 | 310.949 | 790 | -3.242% | 51 | 71 | 0.1182% | 0.05389%
4314 | Steam Turbine Control System - upgrades | 503.79 | 125.9475 | 235 | -82.17% | 4 | 7 | 0.003756% | 0.005313%
4400 | Major turbine overhaul (720 hours or longer) (use for non-specific overhaul only; see page B-CCGT-2) | 5210.13 | 434.1775 | 1376 | 19.92% | 12 | 17 | 0.03885% | 0.0129%
4401 | Inspection | 220.1 | 31.4429 | 62 | 30.19% | 7 | 7 | 0.001641% | 0.005313%
4410 | Turning gear and motor | 22451.96 | 380.5417 | 1320 | -1.37% | 59 | 81 | 0.1674% | 0.06148%
4412 | Steam turbine clutch (single shaft configuration) | 6509.67 | 361.6483 | 621 | -3.516% | 18 | 36 | 0.04854% | 0.02732%
4420 | Vibration of the turbine generator unit that cannot be attributed to a specific cause such as bearings or blades (use this code for balance moves) | 105925.72 | 291.0047 | 1351 | -16.25% | 364 | 541 | 0.7898% | 0.4106%
4430 | Gland seal system | 22238.09 | 296.5079 | 1219 | -26.45% | 75 | 104 | 0.1658% | 0.07893%
4440 | Moisture separator/reheater (nuclear including MSR drains, controls, etc.) | 5520.73 | 262.8919 | 1188 | -3.879% | 21 | 21 | 0.04116% | 0.01594%
4450 | Water induction | 3530.9 | 235.3933 | 600.8 | 18.74% | 15 | 20 | 0.02633% | 0.01518%
4460 | Turbine overspeed trip test | 6872.1 | 429.5063 | 1330 | 18.96% | 16 | 16 | 0.05124% | 0.01214%
4470 | Differential expansion | 29377.79 | 322.8329 | 1320 | 2.075% | 91 | 138 | 0.2191% | 0.1047%
4490 | Turbine performance testing (use code 9999 for total unit performance testing) | 3589.27 | 188.9089 | 838 | 10.1% | 19 | 34 | 0.02676% | 0.02581%
4499 | Other miscellaneous steam turbine problems | 75335.17 | 163.0631 | 1376 | -6.613% | 462 | 602 | 0.5617% | 0.4569%
4500 | Rotor windings (including damper windings and fan blades on hydro units) | 6614.59 | 174.0682 | 746.67 | 11.81% | 38 | 52 | 0.04932% | 0.03947%
4510 | Rotor collector rings | 5384.46 | 316.7329 | 611.2 | -12.13% | 17 | 26 | 0.04015% | 0.01973%
4511 | Rotor, General | 3569.63 | 127.4868 | 345.1 | 40.33% | 28 | 45 | 0.02662% | 0.03415%
4520 | Stator windings, bushings, and terminals | 15927.78 | 331.8288 | 1320 | -4.892% | 48 | 53 | 0.1188% | 0.04023%
4535 | Stator, General | 17996.88 | 243.2011 | 1152.7 | -2.513% | 74 | 85 | 0.1342% | 0.06451%
4540 | Brushes and brush rigging | 14448.61 | 370.4772 | 1330 | -18.81% | 39 | 45 | 0.1077% | 0.03415%
4550 | Generator bearings and lube oil system (including thrust bearings on hydro units) | 9282.52 | 142.808 | 850 | 2.219% | 65 | 83 | 0.06921% | 0.06299%
4551 | Generator bearings | 20191.36 | 214.8017 | 944.7 | -1.183% | 94 | 130 | 0.1506% | 0.09867%
4552 | Generator lube oil system | 4771.54 | 57.4884 | 485 | -0.2447% | 83 | 97 | 0.03558% | 0.07362%
4555 | Bearing cooling system | 924 | 102.6667 | 189.4 | -36.61% | 9 | 14 | 0.00689% | 0.01063%
4560 | Generator vibration (excluding vibration due to failed bearing and other components) | 30071.35 | 148.1347 | 927 | -5.794% | 203 | 262 | 0.2242% | 0.1989%
4601 | Exciter field rheostat | 930.45 | 155.075 | 553 | -82.97% | 6 | 7 | 0.006938% | 0.005313%
4602 | Exciter commutator and brushes | 17374.51 | 327.8209 | 1240 | -18.51% | 53 | 66 | 0.1296% | 0.05009%
4603 | Solid state exciter element | 19052.5 | 359.4811 | 1330 | 5.539% | 53 | 61 | 0.1421% | 0.0463%
4604 | Exciter drive - shaft | 3377.36 | 422.17 | 1315 | 77.29% | 8 | 8 | 0.02518% | 0.006072%
4605 | Exciter transformer | 6506.63 | 309.8395 | 850 | -14.76% | 21 | 29 | 0.04852% | 0.02201%
4609 | Other exciter problems | 113565.4 | 213.4688 | 1320 | -4.846% | 532 | 759 | 0.8468% | 0.5761%
4610 | Hydrogen cooling system piping and valves | 12748 | 303.5238 | 850 | -8.551% | 42 | 48 | 0.09505% | 0.03643%
4611 | Hydrogen coolers | 10388.2 | 225.8304 | 850 | -3.842% | 46 | 56 | 0.07746% | 0.0425%
4613 | Hydrogen seals | 3583.9 | 298.6583 | 652 | -24.19% | 12 | 16 | 0.02672% | 0.01214%
4619 | Other hydrogen system problems | 14019.68 | 438.115 | 1331 | -18.33% | 32 | 41 | 0.1045% | 0.03112%
4620 | Air cooling system | 9318.24 | 94.1236 | 770 | -38.63% | 99 | 238 | 0.06948% | 0.1806%
4630 | Liquid cooling system | 13878.38 | 247.8282 | 1134 | 6.709% | 56 | 66 | 0.1035% | 0.05009%
4640 | Seal oil system and seals | 14949.94 | 347.673 | 1320 | -25.15% | 43 | 51 | 0.1115% | 0.03871%
4650 | Other cooling system problems | 13088.1 | 147.0573 | 1315 | -26.1% | 89 | 112 | 0.09759% | 0.085%
4700 | Generator voltage control | 49219.55 | 216.8262 | 1330 | 4.926% | 227 | 271 | 0.367% | 0.2057%
4710 | Generator metering devices | 12870.7 | 189.275 | 1190 | -7.703% | 68 | 83 | 0.09597% | 0.06299%
4720 | Generator synchronization equipment | 26083.05 | 132.4013 | 1300 | 1.118% | 197 | 261 | 0.1945% | 0.1981%
4730 | Generator current and potential transformers | 38576.71 | 306.1644 | 1342 | -4.071% | 126 | 182 | 0.2876% | 0.1381%
4740 | Emergency generator trip devices | 84757.14 | 57.5015 | 1267 | 0.1022% | 1474 | 2545 | 0.632% | 1.932%
4750 | Other generator controls and metering problems | 28084.07 | 132.472 | 1227 | -6.019% | 212 | 332 | 0.2094% | 0.252%
4800 | Generator main leads | 13471.69 | 306.1748 | 1330 | 0.145% | 44 | 53 | 0.1004% | 0.04023%
4805 | Generator Bus Duct Cooling System | 14201.25 | 229.0524 | 1247 | -18% | 62 | 80 | 0.1059% | 0.06072%
4810 | Generator output breaker | 47208.25 | 115.9908 | 922 | 1.667% | 407 | 609 | 0.352% | 0.4622%
4840 | Inspection | 13716.5 | 28.6956 | 323 | -9.817% | 478 | 640 | 0.1023% | 0.4857%
4842 | Reactive and capability testing | 1913.79 | 86.9905 | 436.8 | -54.68% | 22 | 34 | 0.01427% | 0.02581%
4860 | Generator neutral grounding equipment | 16324.83 | 220.6058 | 939 | -10.25% | 74 | 105 | 0.1217% | 0.07969%
4899 | Other miscellaneous generator problems | 115920.31 | 88.9642 | 1328.79 | -0.9756% | 1303 | 3816 | 0.8643% | 2.896%
5000 | Inlet air ducts | 4425.81 | 102.9258 | 355 | -16.23% | 43 | 61 | 0.033% | 0.0463%
5001 | Inlet air vanes/nozzles | 46475.64 | 154.9188 | 610 | -12.08% | 300 | 477 | 0.3465% | 0.362%
5002 | Inlet air filters | 27249.16 | 158.4253 | 2347.44 | -25.85% | 172 | 451 | 0.2032% | 0.3423%
5004 | Inlet air chillers | 11107.89 | 31.5565 | 420.3 | 6.498% | 352 | 524 | 0.08282% | 0.3977%
5005 | Inlet air evaporative coolers | 1595.19 | 34.678 | 160.1 | 29.99% | 46 | 97 | 0.01189% | 0.07362%
5006 | Inlet air foggers | 1467.31 | 63.7961 | 233.9 | 35.56% | 23 | 38 | 0.01094% | 0.02884%
5009 | Other inlet air problems | 10939.97 | 125.7468 | 1034 | -23.61% | 87 | 187 | 0.08157% | 0.1419%
5012 | High pressure blades/buckets | 6064.7 | 163.9108 | 543 | -36.58% | 37 | 41 | 0.04522% | 0.03112%
5014 | Compressor diaphragms | 2972.67 | 165.1483 | 563 | -22.66% | 18 | 33 | 0.02217% | 0.02505%
5015 | Compressor seals | 1945.94 | 72.0719 | 378 | 19.44% | 27 | 75 | 0.01451% | 0.05692%
5016 | High pressure compressor bleed valves | 40052.8 | 203.3137 | 673 | -13.35% | 197 | 277 | 0.2986% | 0.2102%
5017 | Low pressure compressor bleed valves | 15619.62 | 177.4957 | 1104 | -22.44% | 88 | 151 | 0.1165% | 0.1146%
5019 | Other high pressure problems | 3078.33 | 128.2637 | 751.73 | -24.36% | 24 | 34 | 0.02295% | 0.02581%
5022 | Low pressure blades/buckets | 2288.04 | 22.0004 | 185.67 | 14.69% | 104 | 109 | 0.01706% | 0.08273%
5029 | Other low pressure problems | 896.41 | 81.4918 | 229 | -82.42% | 11 | 12 | 0.006684% | 0.009108%
5035 | Compressor washing | 2323.64 | 193.6367 | 599 | -18.35% | 12 | 14 | 0.01733% | 0.01063%
5037 | Inlet bleed heat valve | 13698.59 | 195.6941 | 620 | -8.089% | 70 | 103 | 0.1021% | 0.07817%
5039 | Other compressor problems | 26438.4 | 116.9841 | 926 | -19.07% | 226 | 403 | 0.1971% | 0.3059%
5040 | Fuel tanks | 3146.7 | 314.67 | 1235.4 | -45.78% | 10 | 32 | 0.02346% | 0.02429%
5041 | Fuel piping and valves | 171902.72 | 221.5241 | 2672.69 | -16.86% | 776 | 1527 | 1.282% | 1.159%
5042 | Fuel nozzles/vanes | 13890.03 | 95.7933 | 663.77 | 5.173% | 145 | 182 | 0.1036% | 0.1381%
5043 | Fuel filters | 10611.85 | 204.074 | 941.8 | 12.93% | 52 | 114 | 0.07913% | 0.08652%
5044 | Liquid fuel oil pump | 5160.46 | 139.4719 | 727 | -47.36% | 37 | 58 | 0.03848% | 0.04402%
5046 | Liquid fuel oil transfer/forwarding pump | 5050.28 | 153.0388 | 542 | -10.69% | 33 | 59 | 0.03766% | 0.04478%
5047 | Liquid fuel purge system | 14201.36 | 177.517 | 783.7 | -20.15% | 80 | 108 | 0.1059% | 0.08197%
5048 | Gas fuel system including controls and instrumentation | 148538.99 | 222.0314 | 1743 | -18.95% | 669 | 1237 | 1.108% | 0.9388%
5049 | Other fuel system problems | 91962.68 | 225.3987 | 1428.1 | -5.715% | 408 | 857 | 0.6857% | 0.6504%
5050 | Ignition system | 49385 | 157.2771 | 997.6 | -9.746% | 314 | 457 | 0.3682% | 0.3469%
5051 | Pilot fuel piping and valves | 34492.63 | 183.4714 | 600 | 8.017% | 188 | 427 | 0.2572% | 0.3241%
5052 | Pilot fuel nozzles/vanes | 4506.1 | 166.8926 | 235.4 | -5.159% | 27 | 34 | 0.0336% | 0.02581%
5054 | Water injection system | 44134.16 | 146.6251 | 1938.4 | -30.62% | 301 | 545 | 0.3291% | 0.4136%
5060 | Atomizing air system | 12253.88 | 175.0554 | 435.39 | -30.6% | 70 | 93 | 0.09137% | 0.07058%
5065 | NOx water injection system including pump | 28574.21 | 140.7597 | 836.5 | -12.89% | 203 | 445 | 0.2131% | 0.3377%
5066 | NOx steam injection system | 1658.8 | 103.675 | 194.8 | -6.043% | 16 | 18 | 0.01237% | 0.01366%
5070 | Combustor casing | 7364.8 | 210.4229 | 1038 | -24.48% | 35 | 65 | 0.05491% | 0.04933%
5071 | Combustor liner | 1590.9 | 106.06 | 246 | 11.16% | 15 | 18 | 0.01186% | 0.01366%
5072 | Combustor caps | 2668.7 | 222.3917 | 382.5 | 39.26% | 12 | 18 | 0.0199% | 0.01366%
5073 | Flame scanners | 28351.78 | 147.6655 | 650 | -19.64% | 192 | 301 | 0.2114% | 0.2285%
5074 | Flashback including instrumentation | 19793.41 | 210.5682 | 977 | -15.45% | 94 | 157 | 0.1476% | 0.1192%
5075 | Blade path temperature spread | 42933.62 | 227.162 | 1045 | -12.88% | 189 | 268 | 0.3201% | 0.2034%
5079 | Other combustor problems | 83884.57 | 217.3175 | 1385 | -6.033% | 386 | 584 | 0.6255% | 0.4432%
5080 | High pressure shaft | 856.4 | 71.3667 | 355 | -22.39% | 12 | 13 | 0.006386% | 0.009867%
5081 | High pressure bearings | 4846.88 | 110.1564 | 294 | -0.07021% | 44 | 65 | 0.03614% | 0.04933%
5082 | High pressure blades/buckets | 5833.5 | 216.0556 | 620 | -18.51% | 27 | 35 | 0.0435% | 0.02656%
5087 | Thrust bearing | 2415.5 | 105.0217 | 600.8 | 30.69% | 23 | 26 | 0.01801% | 0.01973%
5088 | Gas turbine cooling system | 15206.2 | 337.9156 | 1588 | -40.67% | 45 | 60 | 0.1134% | 0.04554%
5089 | Other high pressure problems | 2421.39 | 201.7825 | 540.09 | -43.01% | 12 | 18 | 0.01805% | 0.01366%
5091 | Low pressure bearings | 1296.1 | 129.61 | 192 | 25.52% | 10 | 14 | 0.009664% | 0.01063%
5092 | Low pressure blades/buckets | 1342.98 | 103.3062 | 590 | 6.56% | 13 | 15 | 0.01001% | 0.01138%
5093 | Low pressure nozzles/vanes | 1356 | 123.2727 | 152 | 2.489% | 11 | 11 | 0.01011% | 0.008349%
5097 | Other low pressure problems | 530.8 | 106.16 | 174.8 | -49.33% | 5 | 5 | 0.003958% | 0.003795%
5100 | Chamber | 1183.9 | 98.6583 | 280 | -0.4048% | 12 | 14 | 0.008828% | 0.01063%
5102 | Vanes/nozzles | 1194.61 | 170.6586 | 600 | -11.44% | 7 | 8 | 0.008907% | 0.006072%
5106 | Exhaust Stack | 645.5 | 80.6875 | 296 | -43.15% | 8 | 8 | 0.004813% | 0.006072%
5108 | High engine exhaust temperature | 31547.81 | 131.9992 | 622 | -9.143% | 239 | 403 | 0.2352% | 0.3059%
5109 | Other exhaust problems (including high exhaust system temperature not attributable to a specific problem) | 42351.76 | 184.9422 | 823 | -3.686% | 229 | 313 | 0.3158% | 0.2376%
5110 | Lube oil system - general | 26089.93 | 86.6775 | 764 | -14.98% | 301 | 415 | 0.1945% | 0.315%
5111 | Lube oil pumps | 15319.95 | 130.9397 | 699 | 7.43% | 117 | 152 | 0.1142% | 0.1154%
5112 | Lube oil coolers | 6041.78 | 102.4031 | 301 | 1.163% | 59 | 84 | 0.04505% | 0.06375%
5113 | Lube oil valves/piping | 5379.74 | 109.7906 | 456.69 | 7.088% | 49 | 70 | 0.04011% | 0.05313%
5114 | Lube oil filters | 1200.5 | 46.1731 | 170 | 26.78% | 26 | 31 | 0.008951% | 0.02353%
5115 | Oil vapor extractor | 1272.9 | 66.9947 | 191 | 8.47% | 19 | 23 | 0.009491% | 0.01746%
5116 | Power Augmentation System Equipment | 3926.94 | 87.2653 | 605.8 | 7.335% | 45 | 70 | 0.02928% | 0.05313%
5118 | Power augmentation valves | 2136.6 | 142.44 | 292 | -11.77% | 15 | 26 | 0.01593% | 0.01973%
5119 | Power augmentation controls | 3409.75 | 81.1845 | 309 | 0.9794% | 42 | 61 | 0.02542% | 0.0463%
5120 | Hydraulic oil system | 24306.22 | 156.8143 | 651 | -1.116% | 155 | 193 | 0.1812% | 0.1465%
5121 | Hydraulic Oil system pumps | 3838.71 | 142.1744 | 620 | -32.09% | 27 | 29 | 0.02862% | 0.02201%
5122 | Hydraulic oil system piping/valves | 6100.2 | 132.613 | 591 | -17.69% | 46 | 54 | 0.04549% | 0.04098%
5130 | Starting system (including motor) | 78078.48 | 171.2247 | 788 | -18.66% | 456 | 710 | 0.5822% | 0.5389%
5140 | Battery and charger system | 1907.13 | 112.1841 | 620 | 10.19% | 17 | 20 | 0.01422% | 0.01518%
5150 | Turning gear and motor | 10147.4 | 116.6368 | 492 | -17.35% | 87 | 107 | 0.07566% | 0.08121%
5160 | Cooling and seal air system | 30228.85 | 225.5884 | 1376 | -20.36% | 134 | 186 | 0.2254% | 0.1412%
5170 | Cooling water system | 9337.75 | 198.6755 | 770 | -27.12% | 47 | 78 | 0.06963% | 0.0592%
5180 | Anti-icing system | 4188.58 | 174.5242 | 860.78 | 21.52% | 24 | 52 | 0.03123% | 0.03947%
5190 | Other auxiliary system problems | 35151.3 | 160.5082 | 960 | -3.983% | 219 | 417 | 0.2621% | 0.3165%
5201 | Load shaft and bearings | 4106.1 | 69.5949 | 457 | 24.84% | 59 | 112 | 0.03062% | 0.085%
5206 | Clutch | 1036.7 | 69.1133 | 502.2 | 18.17% | 15 | 20 | 0.00773% | 0.01518%
5240 | Fire detection and extinguishing system (including hazardous gas detection system) | 44183.32 | 184.8674 | 1342 | -11.06% | 239 | 317 | 0.3294% | 0.2406%
5241 | Fire in unit | 4501.9 | 160.7821 | 770 | -32.26% | 28 | 40 | 0.03357% | 0.03036%
5245 | Gas Turbine Control System - data highway | 11560.04 | 131.3641 | 587.66 | 1.285% | 88 | 122 | 0.0862% | 0.09259%
5246 | Gas Turbine Control System - hardware problems (including card failure) | 55249.93 | 161.0785 | 781.93 | 6.123% | 343 | 473 | 0.412% | 0.359%
5247 | Gas Turbine Control System - internal and termination wiring | 9283.04 | 105.4891 | 548 | -23.53% | 88 | 135 | 0.06922% | 0.1025%
5248 | Gas Turbine Control System - logic problems | 33780.14 | 178.7309 | 1342 | -3.291% | 189 | 329 | 0.2519% | 0.2497%
5249 | Gas Turbine Control System - upgrades | 4401.52 | 176.0608 | 640 | 10.8% | 25 | 46 | 0.03282% | 0.03491%
5250 | Other controls and instrumentation problems | 132820.54 | 178.7625 | 1091 | -6.746% | 743 | 1501 | 0.9904% | 1.139%
5255 | Computer | 7067.03 | 123.983 | 251.3 | 3.896% | 57 | 107 | 0.05269% | 0.08121%
5260 | Major overhaul (use for non-specific overhaul only; see page B-CCGT-2) | 785.36 | 65.4467 | 151 | 9.647% | 12 | 12 | 0.005856% | 0.009108%
5261 | Gas turbine/compressor washing | 1940.3 | 149.2538 | 598.7 | -10.61% | 13 | 14 | 0.01447% | 0.01063%
5262 | Gas turbine exchange | 221.77 | 27.7212 | 58.76 | -32.86% | 8 | 10 | 0.001654% | 0.00759%
5269 | Combustion Inspection (CI) | 925.4 | 102.8222 | 190.7 | -63.09% | 9 | 11 | 0.0069% | 0.008349%
5272 | Boroscope inspection | 2640.7 | 120.0318 | 299 | -29.2% | 22 | 24 | 0.01969% | 0.01822%
5274 | General unit inspection | 1843.44 | 83.7927 | 594 | -22.39% | 22 | 31 | 0.01375% | 0.02353%
5280 | Vibration (not engine) in unit not attributable to bearings or other components | 7872.23 | 103.582 | 761 | -8.773% | 76 | 102 | 0.0587% | 0.07742%
5285 | Gas turbine vibration | 36162.16 | 102.4424 | 729.7 | -9.978% | 353 | 523 | 0.2696% | 0.3969%
5286 | Gas turbine lockout | 2212.14 | 71.3594 | 243 | -21.27% | 31 | 43 | 0.01649% | 0.03264%
5290 | Gas turbine performance testing - individual engines (use code 9999 for total unit performance testing) | 4901.58 | 35.5187 | 413 | -59.01% | 138 | 262 | 0.03655% | 0.1989%
5299 | Other miscellaneous gas turbine problems | 88711.6 | 124.9459 | 1350 | -2.142% | 710 | 1363 | 0.6615% | 1.034%
5401 | Inlet air vanes/nozzles | 1291.1 | 49.6577 | 202.6 | 0.2501% | 26 | 28 | 0.009627% | 0.02125%
5402 | Inlet air filters | 577 | 96.1667 | 342 | -58.22% | 6 | 11 | 0.004302% | 0.008349%
5404 | Inlet air chillers | 227.3 | 22.73 | 106 | 18.9% | 10 | 10 | 0.001695% | 0.00759%
5409 | Other inlet air problems | 408.1 | 25.5062 | 57 | -62.03% | 16 | 19 | 0.003043% | 0.01442%
5413 | Other high pressure problems | 231.59 | 46.318 | 100 | 31.73% | 5 | 5 | 0.001727% | 0.003795%
5414 | Compressor diaphragms/vanes | 1508 | 62.8333 | 100 | -0.3638% | 24 | 26 | 0.01124% | 0.01973%
5429 | Other low pressure problems | 201.3 | 33.55 | 53 | 55.62% | 6 | 8 | 0.001501% | 0.006072%
5439 | Other compressor problems | 1120.9 | 43.1115 | 100 | 10.61% | 26 | 27 | 0.008358% | 0.02049%
5441 | Fuel piping and valves | 7802.15 | 69.6621 | 860 | -3.845% | 112 | 168 | 0.05818% | 0.1275%
5442 | Fuel nozzles/vanes | 1244.91 | 56.5868 | 169.5 | -34.52% | 22 | 33 | 0.009282% | 0.02505%
5443 | Fuel filters | 574.58 | 38.3053 | 90 | -24.39% | 15 | 22 | 0.004284% | 0.0167%
5444 | Liquid fuel oil pump | 596.19 | 35.07 | 100 | -61.22% | 17 | 22 | 0.004445% | 0.0167%
5445 | Liquid fuel oil transfer/forwarding pump | 469.2 | 67.0286 | 100 | -28.2% | 7 | 9 | 0.003499% | 0.006831%
5447 | Gas fuel system including controls and instrumentation | 10943.98 | 131.8552 | 1195.7 | -21.44% | 83 | 132 | 0.0816% | 0.1002%
5449 | Other fuel system problems | 3757.46 | 50.7765 | 317.9 | -16.72% | 74 | 116 | 0.02802% | 0.08804%
5450 | Ignition system | 2282.97 | 63.4158 | 378 | -26.81% | 36 | 56 | 0.01702% | 0.0425%
5451 | Pilot fuel piping and valves | 382.6 | 63.7667 | 113 | -3.199% | 6 | 7 | 0.002853% | 0.005313%
5454 | Water injection system | 4091.38 | 68.1897 | 504 | -28.76% | 60 | 105 | 0.03051% | 0.07969%
5460 | Atomizing air system | 1226.6 | 68.1444 | 147 | 26.29% | 18 | 24 | 0.009146% | 0.01822%
5473 | Flame scanners | 606.3 | 101.05 | 385 | -4.765% | 6 | 7 | 0.004521% | 0.005313%
5475 | Blade path temperature spread | 1650.12 | 103.1325 | 356.7 | 36.28% | 16 | 20 | 0.0123% | 0.01518%
5479 | Other combustor problems | 3661.6 | 77.9064 | 516 | -2.02% | 47 | 60 | 0.0273% | 0.04554%
5481 | High pressure bearings | 657.7 | 54.8083 | 76 | 29.23% | 12 | 12 | 0.004904% | 0.009108%
5483 | High pressure nozzles/vanes | 261 | 52.2 | 100 | -61.38% | 5 | 5 | 0.001946% | 0.003795%
5489 | Other high pressure problems | 801.2 | 42.1684 | 59 | -26.58% | 19 | 23 | 0.005974% | 0.01746%
5497 | Other low pressure problems | 98.6 | 24.65 | 43.7 | 89.23% | 4 | 6 | 0.0007352% | 0.004554%
5508 | High engine exhaust temperature | 2102.93 | 55.3403 | 324.5 | -50.41% | 38 | 48 | 0.01568% | 0.03643%
5509 | Other exhaust problems (including high exhaust temperature not attributable to a specific problem) | 1204.91 | 57.3767 | 457 | -33.07% | 21 | 23 | 0.008984% | 0.01746%
5510 | Lube oil system | 13549.47 | 45.1649 | 179.5 | -3.878% | 300 | 398 | 0.101% | 0.3021%
5520 | Hydraulic oil system | 2398.78 | 44.4219 | 100 | 4.293% | 54 | 62 | 0.01789% | 0.04706%
5530 | Starting system (including motor) | 3246.94 | 43.8776 | 299 | 30.23% | 74 | 91 | 0.02421% | 0.06907%
5560 | Cooling and seal air system | 3006.6 | 68.3318 | 321 | 1.648% | 44 | 48 | 0.02242% | 0.03643%
5580 | Anti-icing system | 468.4 | 66.9143 | 114 | -21.26% | 7 | 10 | 0.003493% | 0.00759%
5590 | Other auxiliary system problems | 5598.1 | 56.5465 | 360 | -4.466% | 99 | 139 | 0.04174% | 0.1055%
5640 | Fire detection and extinguishing system | 1583.29 | 49.4778 | 100 | -2.256% | 32 | 34 | 0.01181% | 0.02581%
5645 | Jet Engine Control System - data highway | 1594.78 | 46.9053 | 100 | -0.07408% | 34 | 36 | 0.01189% | 0.02732%
5646 | Jet Engine Control System - hardware problems (including card failure) | 4833.55 | 40.2796 | 126.6 | 23.42% | 120 | 134 | 0.03604% | 0.1017%
5647 | Jet Engine Control System - internal and termination wiring | 1445.65 | 46.6339 | 103 | -6.643% | 31 | 33 | 0.01078% | 0.02505%
5648 | Jet Engine Control System - logic problems | 3902.11 | 39.8174 | 362 | 1.272% | 98 | 117 | 0.0291% | 0.0888%
5650 | Other controls and instrumentation problems | 13725.62 | 51.7948 | 406 | -10.86% | 265 | 421 | 0.1023% | 0.3195%
5665 | Engine shafts and bearings | 507.5 | 31.7188 | 50.8 | -3.096% | 16 | 18 | 0.003784% | 0.01366%
5672 | Boroscope inspection | 461.8 | 57.725 | 100 | -69.63% | 8 | 9 | 0.003443% | 0.006831%
5680 | Vibration (not engine) in unit not attributable to bearings or other components | 1147.17 | 37.0055 | 56.5 | -0.6167% | 31 | 40 | 0.008554% | 0.03036%
5685 | Engine vibration | 6090.18 | 47.2107 | 171 | -6.807% | 129 | 176 | 0.04541% | 0.1336%
5699 | Other miscellaneous jet engine problems | 5244.64 | 30.3158 | 267 | -10.83% | 173 | 214 | 0.03911% | 0.1624%
5711 | Cylinder heads | 292.89 | 3.9052 | 8.57 | -6.046% | 75 | 79 | 0.002184% | 0.05996%
5740 | Turbo charger | 164.65 | 4.7043 | 19.3 | 16.14% | 35 | 42 | 0.001228% | 0.03188%
5799 | Other engine problems | 2175.31 | 8.0867 | 53 | -5.959% | 269 | 359 | 0.01622% | 0.2725%
5800 | Lube oil system | 718.52 | 4.9897 | 19.9 | 4.497% | 144 | 169 | 0.005358% | 0.1283%
5805 | Cooling system | 771.13 | 5.1068 | 26.84 | -21.15% | 151 | 165 | 0.00575% | 0.1252%
5815 | Fuel system | 3041.17 | 11.0588 | 42.2 | -6.4% | 275 | 312 | 0.02268% | 0.2368%
5820 | Start system | 780.31 | 6.396 | 20.8 | 8.961% | 122 | 135 | 0.005818% | 0.1025%
5825 | Battery and battery charger system | 53.22 | 8.87 | 19.9 | 22.03% | 6 | 9 | 0.0003968% | 0.006831%
5850 | Governor | 29.02 | 3.2244 | 7 | 30.53% | 9 | 9 | 0.0002164% | 0.006831%
5855 | Engine control system | 713.42 | 6.0459 | 28 | 8.448% | 118 | 131 | 0.00532% | 0.09943%
5870 | Other engine control problems | 249.68 | 4.9936 | 20.8 | -26.79% | 50 | 53 | 0.001862% | 0.04023%
5895 | Inspection | 40.2 | 4.4667 | 10 | 86.7% | 9 | 10 | 0.0002997% | 0.00759%
5999 | Other miscellaneous Internal Combustion/Reciprocating Engines problems | 1742.89 | 6.8082 | 28.3 | -23.5% | 256 | 399 | 0.013% | 0.3028%
6000 | Heat recovery steam generator to gas turbine connecting equipment. For additional codes, use Fossil Steam Cause Codes 0010 to 1999. | 5200.34 | 162.5106 | 636.5 | -9.148% | 32 | 45 | 0.03878% | 0.03415%
6005 | HP Evaporator tubes | 7419.44 | 239.3368 | 589.1 | -4.447% | 31 | 41 | 0.05532% | 0.03112%
6006 | IP Evaporator tubes | 763.5 | 190.875 | 310 | -74.79% | 4 | 4 | 0.005693% | 0.003036%
6010 | HP superheater | 12069.33 | 241.3866 | 668 | -23.89% | 50 | 71 | 0.08999% | 0.05389%
6011 | HP reheater | 2281.84 | 325.9771 | 514.54 | -33.19% | 7 | 12 | 0.01701% | 0.009108%
6012 | HP economizer | 5879.13 | 150.7469 | 607 | -43.05% | 39 | 48 | 0.04384% | 0.03643%
6021 | IP reheater | 3963.85 | 304.9115 | 640 | -15.58% | 13 | 17 | 0.02956% | 0.0129%
6022 | IP economizer | 1387.23 | 57.8013 | 311 | 3.196% | 24 | 25 | 0.01034% | 0.01897%
6032 | LP economizer | 3907.1 | 279.0786 | 610.4 | -21.95% | 14 | 22 | 0.02913% | 0.0167%
6090 | Other HRSG tube problems | 4600.81 | 191.7004 | 665 | -40.17% | 24 | 33 | 0.03431% | 0.02505%
6110 | HP steam piping up to turbine stop valves - Greater than 600 PSIG (see 0790 for piping supports) | 6200.79 | 344.4883 | 598.26 | 35.84% | 18 | 29 | 0.04624% | 0.02201%
6111 | HP steam relief/safety valves | 1801.02 | 138.54 | 350 | 51.83% | 13 | 21 | 0.01343% | 0.01594%
6112 | Other HP steam valves (including vent and drain valves but not including the turbine stop valves) | 14396.57 | 293.8076 | 837.51 | 12.77% | 49 | 85 | 0.1073% | 0.06451%
6113 | Other HP steam system problems | 10088.26 | 252.2065 | 660.1 | 11.77% | 40 | 58 | 0.07522% | 0.04402%
6114 | HP steam isolation/boundary valves | 13341.27 | 381.1791 | 864 | -9.462% | 35 | 54 | 0.09948% | 0.04098%
6120 | IP steam piping up to turbine stop valves - Between 200 & 600 PSIG (see 0790 for piping supports) | 999.53 | 249.8825 | 472 | -87.76% | 4 | 5 | 0.007453% | 0.003795%
6121 | IP steam relief/safety valves | 3820.5 | 382.05 | 950 | -74.16% | 10 | 17 | 0.02849% | 0.0129%
6122 | Other IP steam valves (including vent and drain valves but not including the turbine stop valves) | 3906.35 | 355.1227 | 659 | 11.92% | 11 | 20 | 0.02913% | 0.01518%
6123 | Other IP steam system problems | 2374.7 | 296.8375 | 596.7 | 49.83% | 8 | 11 | 0.01771% | 0.008349%
6124 | IP steam isolation/boundary valves | 6053.34 | 432.3814 | 947.6 | 21.29% | 14 | 29 | 0.04514% | 0.02201%
6131 | LP steam relief/safety valves | 1808.3 | 452.075 | 950 | 50.87% | 4 | 9 | 0.01348% | 0.006831%
6132 | Other LP steam valves (including vent and drain valves but not including the turbine stop valves) | 841.76 | 168.352 | 372.52 | 88.89% | 5 | 7 | 0.006276% | 0.005313%
6133 | Other LP steam system problems | 4711.8 | 336.5571 | 620 | -22.8% | 14 | 22 | 0.03513% | 0.0167%
6134 | Other main steam valves (including vent and drain valves but not including the turbine stop valves) | 7686.5 | 284.6852 | 484 | -23.41% | 27 | 35 | 0.05731% | 0.02656%
6140 | HP Desuperheater/attemperator piping - Greater than 600 PSIG. | 5690.5 | 270.9762 | 600 | -27.98% | 21 | 34 | 0.04243% | 0.02581%
6141 | HP Desuperheater/attemperator valves | 17824.12 | 287.4858 | 1075.9 | -21.14% | 62 | 104 | 0.1329% | 0.07893%
6144 | Other HP desuperheater/attemperator problems | 4807.6 | 320.5067 | 735 | -54.12% | 15 | 23 | 0.03585% | 0.01746%
6146 | IP Desuperheater/attemperator valves | 4340.73 | 333.9023 | 726 | 56.65% | 13 | 22 | 0.03237% | 0.0167%
6149 | Other IP desuperheater/attemperator problems | 2106.53 | 263.3163 | 385 | -39.14% | 8 | 12 | 0.01571% | 0.009108%
6160 | HP Startup bypass system piping (including drain lines up to heaters or condenser) - Greater than 600 PSIG | 4937.6 | 379.8154 | 864.2 | -25.62% | 13 | 21 | 0.03682% | 0.01594%
6161 | HP Startup bypass system valves | 29484.6 | 364.0074 | 868.6 | -7.09% | 81 | 144 | 0.2198% | 0.1093%
6163 | Other HP startup bypass system problems | 4788.53 | 435.3209 | 1588 | -17.68% | 11 | 19 | 0.03571% | 0.01442%
6164 | HP startup bypass instrumentation and controls | 17883.73 | 388.7767 | 940 | 15.26% | 46 | 61 | 0.1333% | 0.0463%
6171 | IP Startup bypass system valves | 18182.44 | 386.8604 | 1328 | -12.28% | 47 | 70 | 0.1356% | 0.05313%
6174 | IP startup bypass instrumentation and controls | 3258.65 | 296.2409 | 540 | 46.8% | 11 | 18 | 0.0243% | 0.01366%
6200 | Combined cycle instruments and controls. (Report instruments and controls specific to the gas turbine, steam turbine, boiler, generator, or balance of plant using the codes for the appropriate piece of equipment.) | 29264.55 | 352.5849 | 1376 | -19.46% | 83 | 133 | 0.2182% | 0.1009%
6299 | Other combined cycle block problems (Use other gas turbine problem codes, other steam turbine codes, etc., whenever appropriate.) | 15619.76 | 278.9243 | 1040 | -46.93% | 56 | 92 | 0.1165% | 0.06983%
7820 | Bearings | 435 | 48.3333 | 111 | 64.93% | 9 | 10 | 0.003244% | 0.00759%
7920 | Lube oil system | 1351.15 | 29.3728 | 325 | -16.7% | 46 | 62 | 0.01007% | 0.04706%
7930 | Controls and instrumentation | 1579.1 | 83.1105 | 300 | -6.314% | 19 | 22 | 0.01177% | 0.0167%
8000 | Chemical feed storage, mill feeders, and conveyors | 19195.7 | 872.5318 | 2660 | 10.48% | 22 | 57 | 0.1431% | 0.04326%
8010 | Crushers/mills | 31893.41 | 613.3348 | 1710 | -2.414% | 52 | 117 | 0.2378% | 0.0888%
8020 | Mill slurry tanks supply problems | 7512.36 | 469.5225 | 1315 | -10.83% | 16 | 37 | 0.05601% | 0.02808%
8030 | Classifiers | 1164.86 | 232.972 | 350 | 41.67% | 5 | 5 | 0.008686% | 0.003795%
8040 | Slurry transfer pumps and motors | 2450.3 | 222.7545 | 530 | 25.72% | 11 | 14 | 0.01827% | 0.01063%
8099 | Other chemical supply problems | 2664.17 | 333.0213 | 625 | -57.79% | 8 | 18 | 0.01987% | 0.01366%
8100 | Scrubber/absorber tower or module | 23451.84 | 213.1985 | 850.52 | -15.91% | 110 | 139 | 0.1749% | 0.1055%
8110 | Spray nozzles | 3125.45 | 223.2464 | 585 | 14.99% | 14 | 17 | 0.0233% | 0.0129%
8120 | Spray pumps and motors | 12661 | 200.9683 | 845 | 12.88% | 63 | 74 | 0.0944% | 0.05616%
8125 | Scrubber recycle (liquid) pumps | 6545.05 | 204.5328 | 750 | 0.9952% | 32 | 37 | 0.0488% | 0.02808%
8127 | Scrubber recycle (liquid) pump motors | 929.04 | 154.84 | 250 | -10.61% | 6 | 6 | 0.006927% | 0.004554%
8140 | Reaction tanks including agitators | 3302.54 | 330.254 | 623.86 | 41.73% | 10 | 13 | 0.02462% | 0.009867%
8160 | Mist eliminators/demisters and washdown | 16496.42 | 78.5544 | 817 | 6.917% | 210 | 244 | 0.123% | 0.1852%
8199 | Other scrubber problems | 23546.94 | 178.3859 | 1660.1 | 2.649% | 132 | 189 | 0.1756% | 0.1434%
8200 | Piping | 15320.22 | 191.5027 | 1560 | 12.54% | 80 | 107 | 0.1142% | 0.08121%
8210 | Valves | 8816.83 | 187.5921 | 639 | 8.982% | 47 | 65 | 0.06574% | 0.04933%
8230 | Ducting | 15050.04 | 320.2136 | 1180 | -1.639% | 47 | 69 | 0.1122% | 0.05237%
8250 | Dampers other than bypass | 6710.72 | 231.4041 | 661 | -17.39% | 29 | 33 | 0.05004% | 0.02505%
8260 | Scrubber booster I.D. fan (fan specific to the scrubber) | 18834.66 | 244.606 | 850 | -18.81% | 77 | 89 | 0.1404% | 0.06755%
8261 | Scrubber booster I.D. fan drive | 4448.12 | 127.0891 | 600 | -37.58% | 35 | 41 | 0.03317% | 0.03112%
8262 | Scrubber booster I.D. fan vibration (fan specific to the scrubber) | 6370 | 167.6316 | 638 | 0.5575% | 38 | 45 | 0.0475% | 0.03415%
8270 | Scrubber booster F.D. fan (fan specific to the scrubber) | 12246.1 | 134.5725 | 923.4 | -13.87% | 91 | 123 | 0.09131% | 0.09335%
8271 | Scrubber booster F.D. fan drive | 4464.76 | 131.3165 | 337.6 | 26.97% | 34 | 53 | 0.03329% | 0.04023%
8280 | Reagent feed piping | 6857.05 | 244.8946 | 625 | -24.23% | 28 | 44 | 0.05113% | 0.03339%
8299 | Other piping, ducting, damper, and fan problems | 6947.85 | 289.4937 | 940 | -11.11% | 24 | 32 | 0.05181% | 0.02429%
8330 | Dewatering equipment (thickener, centrifuge, etc.) | 26894.51 | 672.3628 | 1710 | -5.157% | 40 | 61 | 0.2005% | 0.0463%
8399 | Solids conveying and mixing system problems | 9592.35 | 737.8731 | 1595 | -5.597% | 13 | 19 | 0.07152% | 0.01442%
8410 | Scrubber instruments and controls | 4595.68 | 255.3156 | 630 | -6.086% | 18 | 23 | 0.03427% | 0.01746%
8415 | Liquid level controls | 1758.26 | 125.59 | 398 | -49.03% | 14 | 20 | 0.01311% | 0.01518%
8426 | Miscellaneous electrical failures | 3144 | 349.3333 | 742 | 8.92% | 9 | 10 | 0.02344% | 0.00759%
8499 | Other miscellaneous wet scrubber problems | 16308.05 | 145.6076 | 817 | 8.376% | 112 | 154 | 0.1216% | 0.1169%
8535 | Fly ash conveyors | 453 | 75.5 | 128 | -30.96% | 6 | 8 | 0.003378% | 0.006072%
8549 | Other dry scrubber problems | 6910.06 | 203.2371 | 800 | -14.41% | 34 | 55 | 0.05152% | 0.04174%
8550 | Electrostatic precipitator fouling | 22637.9 | 158.307 | 630.1 | 11.83% | 143 | 255 | 0.1688% | 0.1935%
8551 | Electrostatic precipitator field out of service | 13015.17 | 78.4046 | 864 | 4.338% | 166 | 257 | 0.09705% | 0.1951%
8560 | Electrostatic precipitator problems | 31353.61 | 114.8484 | 800 | 7.118% | 273 | 463 | 0.2338% | 0.3514%
8580 | Mechanical precipitator problems | 501.7 | 45.6091 | 226 | -0.437% | 11 | 11 | 0.003741% | 0.008349%
8590 | Other precipitator problems | 9849.74 | 87.9441 | 800 | 6.535% | 112 | 162 | 0.07344% | 0.123%
8600 | Flue gas additives (furnace injection) | 5231.7 | 121.6674 | 742 | 15.09% | 43 | 64 | 0.03901% | 0.04857%
8601 | SO3 mitigation | 23423.6 | 241.4804 | 940.3 | -9.044% | 97 | 156 | 0.1747% | 0.1184%
8620 | Mercury Abatement Equipment | 3769.59 | 157.0662 | 638 | 14.11% | 24 | 29 | 0.02811% | 0.02201%
8650 | Baghouse systems, general | 10041.71 | 43.8503 | 510.67 | -10.03% | 229 | 291 | 0.07487% | 0.2209%
8651 | Bag failures and rebagging | 6821.63 | 67.5409 | 258 | 15.14% | 101 | 142 | 0.05086% | 0.1078%
8655 | Structural duct work and dampers | 2531.3 | 148.9 | 651 | -12.25% | 17 | 37 | 0.01887% | 0.02808%
8656 | Controls and instrumentation | 7729.81 | 99.1001 | 820 | -1.447% | 78 | 117 | 0.05764% | 0.0888%
8657 | Ash handling system and hoppers | 14213.58 | 146.5318 | 800 | 16.17% | 97 | 130 | 0.106% | 0.09867%
8699 | Other miscellaneous pollution control equipment problems | 16673.7 | 160.324 | 820 | 10.77% | 104 | 127 | 0.1243% | 0.09639%
8700 | CEMS Certification and Recertification | 2467.23 | 137.0683 | 865 | 5.299% | 18 | 23 | 0.0184% | 0.01746%
8720 | NOx analyzer problems | 10099.2 | 129.4769 | 481 | -26.13% | 78 | 101 | 0.0753% | 0.07666%
8730 | CO analyzer problems | 3845.56 | 142.4281 | 455 | -8.975% | 27 | 53 | 0.02867% | 0.04023%
8750 | O2 analyzer problems | 1671.3 | 92.85 | 273 | 20.35% | 18 | 18 | 0.01246% | 0.01366%
8760 | Opacity monitor problems | 3094.33 | 73.6745 | 390 | -6.797% | 42 | 52 | 0.02307% | 0.03947%
8770 | Flow monitor problems | 2857.01 | 124.2178 | 271 | -13.25% | 23 | 29 | 0.0213% | 0.02201%
8780 | Data acquisition system problems | 3279.9 | 105.8032 | 277 | 30.7% | 31 | 47 | 0.02446% | 0.03567%
8790 | Miscellaneous CEMS problems | 15654.68 | 108.7131 | 480 | -11.4% | 144 | 202 | 0.1167% | 0.1533%
8802 | SNCR NOx Control system | 1739.65 | 64.4315 | 172 | -43.59% | 27 | 29 | 0.01297% | 0.02201%
8809 | Other SNCR NOx problems | 1274.79 | 41.1223 | 408 | -20.22% | 31 | 36 | 0.009505% | 0.02732%
8810 | SCR NOx Reactor | 3528.78 | 504.1114 | 770 | 64.05% | 7 | 9 | 0.02631% | 0.006831%
8812 | SCR NOx Catalyst | 1775.78 | 61.2338 | 752 | 30.34% | 29 | 31 | 0.01324% | 0.02353%
8813 | SCR NOx Injection grid piping/valves | 4261.4 | 118.3722 | 498.3 | -5.025% | 36 | 48 | 0.03177% | 0.03643%
8816 | SCR NOx Plugging | 20834.55 | 121.1311 | 910 | -18.57% | 172 | 287 | 0.1553% | 0.2178%
8817 | SCR NOx Control system | 17255.13 | 183.5652 | 881 | -21.08% | 94 | 132 | 0.1287% | 0.1002%
8820 | SCR NOx Ammonia injection grid piping/valves | 21519.78 | 185.5153 | 1000 | -2.228% | 116 | 154 | 0.1605% | 0.1169%
8821 | SCR NOx Ammonia tanks, piping and valves (not injection) | 19074.03 | 317.9005 | 1500 | -4.78% | 60 | 89 | 0.1422% | 0.06755%
8822 | SCR NOx Ammonia air blowers | 8024.13 | 286.5761 | 869.7 | 5.26% | 28 | 40 | 0.05983% | 0.03036%
8823 | SCR NOx Other ammonia system problems | 24619.98 | 193.8581 | 868 | -4.604% | 127 | 210 | 0.1836% | 0.1594%
8825 | Other SCR NOx problems | 7863.63 | 131.0605 | 1220 | -20.83% | 60 | 94 | 0.05863% | 0.07134%
8845 | Other CO reduction problems | 3722.5 | 50.9932 | 538 | -13.18% | 73 | 90 | 0.02776% | 0.06831%
9015 | Pandemic | 3699.5 | 49.3267 | 740.9 | 2.504% | 75 | 97 | 0.02758% | 0.07362%
9020 | Lightning | 40222.86 | 224.7087 | 2277 | -18.63% | 179 | 337 | 0.2999% | 0.2558%
9035 | Hurricane | 13313.5 | 665.675 | 4621.7 | -0.8032% | 20 | 69 | 0.09927% | 0.05237%
9036 | Storms (ice, snow, etc) | 6488.52 | 202.7663 | 1170 | -18% | 32 | 76 | 0.04838% | 0.05768%
9040 | Other catastrophe | 1020.7 | 78.5154 | 650 | -1.869% | 13 | 16 | 0.007611% | 0.01214%
9130 | Lack of fuel: Physical failures of fuel supply or delivery/transportation of fuel | 372255.86 | 694.5072 | 3262.88 | 1.319% | 536 | 1312 | 2.776% | 0.9958%
9131 | Lack of fuel: Contract or Tariff allows for interruption | 223576.98 | 440.1122 | 4669.4 | -41.8% | 508 | 2272 | 1.667% | 1.724%
9132 | Wet Fuel - Biomass | 6282.19 | 9.5041 | 60 | -3.362% | 661 | 989 | 0.04684% | 0.7506%
9134 | Fuel conservation | 10030.23 | 131.9767 | 848 | 7.778% | 76 | 112 | 0.07479% | 0.085%
9136 | Problems with Primary Fuel for Units with Secondary Fuel Operation | 9541.83 | 32.7898 | 850 | -0.9159% | 291 | 397 | 0.07115% | 0.3013%
9137 | Ground water or other water supply problems | 6937.59 | 385.4217 | 1630 | 0.157% | 18 | 40 | 0.05173% | 0.03036%
9160 | Other economic problems | 3797.2 | 180.819 | 742 | -10.35% | 21 | 32 | 0.02831% | 0.02429%
9201 | High ash content (not OMC) | 592.69 | 26.9405 | 140 | -18.06% | 22 | 28 | 0.004419% | 0.02125%
9205 | Poor quality natural gas fuel, low heat content | 729.6 | 91.2 | 340 | 24.43% | 8 | 13 | 0.00544% | 0.009867%
9250 | Low BTU coal (OMC) | 391.05 | 43.45 | 187.3 | 49.62% | 9 | 12 | 0.002916% | 0.009108%
9251 | Low BTU coal (not OMC) | 6408.05 | 20.6047 | 220 | -1.675% | 311 | 412 | 0.04778% | 0.3127%
9261 | Low BTU oil (not OMC) | 106.8 | 15.2571 | 62 | 0.7503% | 7 | 7 | 0.0007963% | 0.005313%
9270 | Wet coal (OMC) | 28898.29 | 166.0821 | 1028 | 1.632% | 174 | 382 | 0.2155% | 0.2899%
9271 | Wet coal (not OMC) | 206618.24 | 177.3547 | 1850.34 | 1.767% | 1165 | 3261 | 1.541% | 2.475%
9280 | Frozen coal (OMC) | 3507.17 | 269.7823 | 809 | 4.902% | 13 | 28 | 0.02615% | 0.02125%
9281 | Frozen coal (not OMC) | 6816.42 | 90.8856 | 870.6 | -35% | 75 | 151 | 0.05083% | 0.1146%
9290 | Other fuel quality problems (OMC) | 17766.69 | 85.4168 | 1005.9 | -10.35% | 208 | 432 | 0.1325% | 0.3279%
9291 | Other fuel quality problems (not OMC) | 51553.78 | 38.8792 | 1056 | 2.867% | 1326 | 1983 | 0.3844% | 1.505%
9300 | Transmission system problems other than catastrophes (do not include switchyard problems in this category; see codes 3600 to 3629, 3720 to 3730) | 64032.07 | 154.2941 | 1376 | -10.63% | 415 | 725 | 0.4774% | 0.5503%
9305 | Ash disposal problem | 3292.5 | 164.625 | 819 | -8.171% | 20 | 22 | 0.02455% | 0.0167%
9320 | Other miscellaneous external problems | 27674.08 | 204.9932 | 1402 | -12.76% | 135 | 304 | 0.2063% | 0.2307%
9600 | SO2 stack emissions - fossil | 6035.6 | 59.1725 | 639 | 18.42% | 102 | 117 | 0.045% | 0.0888%
9610 | NOx stack emissions - fossil | 10313.49 | 70.1598 | 843 | -13.75% | 147 | 181 | 0.0769% | 0.1374%
9613 | NOx stack emissions - gas turbines | 38109.33 | 170.8939 | 785 | -7.181% | 223 | 417 | 0.2842% | 0.3165%
9614 | NOx stack emissions - jet engines | 4613.6 | 66.8638 | 394 | -19.92% | 69 | 102 | 0.0344% | 0.07742%
9616 | CO stack emissions - fossil | 20433.5 | 80.1314 | 699 | -4.428% | 255 | 368 | 0.1524% | 0.2793%
9620 | Particulate stack emissions - fossil | 15744.24 | 110.8749 | 1096.9 | 36.6% | 142 | 276 | 0.1174% | 0.2095%
9630 | Opacity - fossil | 104278.28 | 112.4901 | 890.2 | 3.256% | 927 | 2116 | 0.7775% | 1.606%
9650 | Other stack/exhaust emissions - fossil (use codes 9200 to 9290 if fuel quality causes pollution control equipment problems that result in excess stack emissions) | 7904.84 | 94.1052 | 830 | -6.608% | 84 | 145 | 0.05894% | 0.1101%
9653 | Other stack or exhaust emissions - gas turbines (use codes 9200 to 9290 if fuel quality causes pollution control equipment problems that result in excess stack emissions) | 7563.93 | 216.1123 | 917 | -10.28% | 35 | 61 | 0.0564% | 0.0463%
9654 | Other stack or exhaust emissions - jet engines (use codes 9200 to 9290 if fuel quality causes pollution control equipment problems that result in excess stack emissions) | 782.8 | 111.8286 | 198 | 89.92% | 7 | 12 | 0.005837% | 0.009108%
9656 | Other stack or exhaust emissions testing - fossil | 3553.96 | 114.6439 | 419 | 1.155% | 31 | 39 | 0.0265% | 0.0296%
9657 | Other stack or exhaust emissions testing - gas turbines | 1397.07 | 127.0064 | 325 | -39.65% | 11 | 23 | 0.01042% | 0.01746%
9660 | Thermal discharge limits - fossil and nuclear | 9532.62 | 120.6661 | 919 | 28.8% | 79 | 160 | 0.07108% | 0.1214%
9690 | Other miscellaneous operational environmental limits - fossil and nuclear | 12668.02 | 52.3472 | 895.55 | -5.836% | 242 | 312 | 0.09446% | 0.2368%
9693 | Other miscellaneous operational environmental limits - gas turbines | 6487.58 | 175.34 | 785 | -12.75% | 37 | 76 | 0.04837% | 0.05768%
9720 | Other safety problems | 6571.32 | 211.9781 | 850 | -10.57% | 31 | 64 | 0.049% | 0.04857%
9900 | Operator error | 163987.04 | 315.3597 | 1759 | 3.558% | 520 | 770 | 1.223% | 0.5844%
9910 | Maintenance personnel error | 36396.82 | 360.3646 | 1172 | -1.252% | 101 | 133 | 0.2714% | 0.1009%
9920 | Contractor error | 9708.7 | 269.6861 | 742 | 12.06% | 36 | 51 | 0.07239% | 0.03871%
9930 | Operating procedure error | 19861.51 | 348.4475 | 1182 | 6.097% | 57 | 128 | 0.1481% | 0.09715%
9940 | Maintenance procedure error | 8368.11 | 309.93 | 946.2 | -5.165% | 27 | 39 | 0.0624% | 0.0296%
9950 | Contractor procedure error | 4432.05 | 340.9269 | 1355.26 | -42.95% | 13 | 26 | 0.03305% | 0.01973%
9960 | Staff shortage | 4710.7 | 22.6476 | 608 | -3.635% | 208 | 259 | 0.03512% | 0.1966%
9997 | NERC Reliability Standard Requirement | 1011.6 | 144.5143 | 480 | 55.58% | 7 | 10 | 0.007543% | 0.00759%
9998 | Black start testing | 3615.69 | 225.9806 | 1056 | 13.83% | 16 | 30 | 0.02696% | 0.02277%

## Data Field Descriptions
Field | Description
Cause Code | Unique Identifier for each cause code
Description | Describes the cause as outlined in the NERC DRI
Total Outage MW | Sum of the daily maximum outage MW by unit from June 2012-May2024 that specifies the applicable cause code
Avg Daily Outage MW | Average of the daily sum of maximum outage MW by unit from June 2012-May2024 that specifies the applicable cause code
Max Daily Outage MW | Maximum of the daily sum of maximum outage MW by unit from June 2012-May2024 that specifies the applicable cause code
Correlation Factor | Correlation factor between outage MW and THI
# of Days Cause Code Used | Number of Days that had an outage begin specifying the applicable cause code
# of Events Cause Code Used | Number of Events that had an outage begin specifying the applicable cause code
Percent of Outage MW | Outage MW associated with the cause code divided by the total outage MW
Percent of Events | Number of Events divided by the overall number of Events