## ATT H-9A
ATTACHMENT H-9A
Potomac Electric Power Company
Formula Rate -- Appendix A |  |  |  | Notes | FERC Form 1 Page # or Instruction | 2025 True-up
Shaded cells are input cells
Allocators
Wages & Salary Allocation Factor
1 |  | Direct Transmission Wages Expense |  |  | p354.21b | 7293067
1a |  | Exelon Business Services Company Transmission Wages Expense |  |  | P354 footnote | 5834066
1b |  | Pepco Holdings Service Company Wages Expense |  |  | P354 footnote | 1105758
1c |  | Total Transmission Expense |  |  | (Line 1 + 1a + 1b) | 14232891
2 |  | Direct Total Wages Expense |  |  | p354.28b | 71415553
2a |  | Exelon Business Services Company Total Wages Expense |  |  | P354 footnote | 25934178
2b |  | Pepco Holdings Service Company Total Wages Expense |  |  | P354 footnote | 39289783
2c |  | Total Wages Expense |  |  | (Line 2 + 2a + 2b) | 136639514
3 |  | Less A&G Wages Expense |  |  | p354.27b | 5948658
3a |  | Less Exelon Business Services Company A&G Wages Expense |  |  | P354 footnote | 17189426
3b |  | Less Pepco Holdings Service Company A&G Wages Expense |  |  | P354 footnote | 21467267
4 |  | Total |  |  | (Line 2c - 3 - 3a - 3b) | 92034163
5 | Wages & Salary Allocator |  |  |  | (Line 1c / 4) | 15.46%
6 |  | Electric Plant in Service |  | (Note B) | p207.104g (See Attachment 9A, line 14, column j) | 13745656698.0134
6a |  | Less Merger Costs to Achieve |  |  | Attachment 10, line 80, column b | 0
7 |  | Common Plant In Service - Electric |  |  | (Line 24 - 24a) | 0
8 |  | Total Plant In Service |  |  | (Line 6 - 6a + 7) | 13745656698.0134
9 |  | Accumulated Depreciation (Total Electric Plant) |  |  | p219.29c (See Attachment 9A, line 42, column b) | 4362633478.8338
9a |  | Less Merger Costs to Achieve |  |  | Attachment 10, line 39, column b | 0
10 |  | Accumulated Intangible Amortization |  | (Note A) | p200.21c (See Attachment 9, line 14, column h) | 18019038.9885
10a |  | Less Merger Costs to Achieve |  |  | Attachment 9, line 15, column h | 0
11 |  | Accumulated Common Amortization - Electric |  | (Note A) | p356 (See Attachment 9, line 14, column i) | 0
11a |  | Less Merger Costs to Achieve |  |  | Attachment 9, line 15, column i | 0
12 |  | Accumulated Common Plant Depreciation - Electric |  | (Note A) | p356 (See Attachment 9, line 14, column g) | 0
12a |  | Less Merger Costs to Achieve |  |  | Attachment 9, line 15, column g | 0
13 |  | Total Accumulated Depreciation |  |  | (Line 9 - 9a + 10 - 10a + 11 - 11a + 12 - 12a) | 4380652517.8223
14 |  | Net Plant |  |  | (Line 8 - 13) | 9365004180.1911
15 |  | Transmission Gross Plant |  |  | (Line 29 - Line 28) | 2998394177.2331
16 | Gross Plant Allocator |  |  |  | (Line 15 / 8) | 21.81%
17 |  | Transmission Net Plant |  |  | (Line 39 - Line 28) | 2240718310.3342
18 | Net Plant Allocator |  |  |  | (Line 17 / 14) | 23.93%
Plant Calculations
19 |  | Transmission Plant In Service |  | (Note B) | p207.58.g (See Attachment 9, line 14, column b) | 2899844248.9544
19a |  | Less Merger Costs to Achieve |  |  | Attachment 9, line 15, column b | 0
20 |  | This Line Intentionally Left Blank |  |  |  | 0
21 |  | This Line Intentionally Left Blank |  |  |  | 0
22 |  | Total Transmission Plant In Service |  |  | (Line 19 - 19a) | 2899844248.9544
23 |  | General & Intangible |  |  | p205.5.g & p207.99.g (See Attachment 9, line 14, column c) | 637253539.203
23a |  | Less Merger Costs to Achieve |  |  | Attachment 9, line 15, column c | 0
24 |  | Common Plant (Electric Only) |  | (Notes A & B) | p356 (See Attachment 9, line 14, column d) | 0
24a |  | Less Merger Costs to Achieve |  |  | Attachment 9, line 15, column d | 0
25 |  | Total General & Common |  |  | (Line 23 - 23a + 24 - 24a) | 637253539.203
26 |  | Wage & Salary Allocation Factor |  |  | (Line 5) | 15.46%
27 |  | General & Common Plant Allocated to Transmission |  |  | (Line 25 * 26) | 98549928.2787
28 |  | Plant Held for Future Use (Including Land) |  | (Note C) | p214 (See Attachment 9, line 30, column c) | 0
29 | TOTAL Plant In Service |  |  |  | (Line 22 + 27 + 28) | 2998394177.2331
30 |  | Transmission Accumulated Depreciation |  | (Note B) | p219.25.c (See Attachment 9, line 14, column e) | 709963834.0769
30a |  | Less Merger Costs to Achieve |  |  | Attachment 9, line 15, column e | 0
30b |  | Transmission Accumulated Depreciation Less Merger Costs to Achieve |  |  | (Line 30 - 30a) | 709963834.0769
31 |  | Accumulated General Depreciation |  |  | p219.28.c (See attachment 9, line 14, column f) | 290501345.6477
31a |  | Less Merger Costs to Achieve |  |  | Attachment 9, line 15, column f | 0
32 |  | Accumulated Intangible Amortization |  |  | (Line 10 - 10a) | 18019038.9885
33 |  | Accumulated Common Amortization - Electric |  |  | (Line 11 - 11a) | 0
34 |  | Common Plant Accumulated Depreciation (Electric Only) |  |  | (Line 12 - 12a) | 0
35 |  | Total Accumulated Depreciation |  |  | (Line 31 - 31a + 32 + 33 + 34) | 308520384.6362
36 |  | Wage & Salary Allocation Factor |  |  | (Line 5) | 15.46%
37 |  | General & Common Allocated to Transmission |  |  | (Line 35 * 36) | 47712032.822
38 | TOTAL Accumulated Depreciation |  |  |  | (Line 30b + 37) | 757675866.899
39 | TOTAL Net Property, Plant & Equipment |  |  |  | (Line 29 - 38) | 2240718310.3342
Adjustment To Rate Base
Accumulated Deferred Income Taxes (ADIT)
40a |  | Account No. 190 (ADIT) | True-up Adjustment | (Note V) | Attachment 1A - ADIT Summary, Line 23 | 11213043.8009
40b |  | Account No. 281 (ADIT - Accel. Amort) | True-up Adjustment | (Note V) | Attachment 1A - ADIT Summary, Line 46 | 0
40c |  | Account No. 282 (ADIT - Other Property) | True-up Adjustment | (Note V) | Attachment 1A - ADIT Summary, Line 69 | -330450355.3423
40d |  | Account No. 283 (ADIT - Other) | True-up Adjustment | (Note V) | Attachment 1A - ADIT Summary, Line 92 | -12571090.4032
40e |  | Account No. 255 (Accum. Deferred Investment Tax Credits) | True-up Adjustment | (Note U) | Attachment 1A - ADIT Summary, Line 115 | 0
40f |  | Accumulated Deferred Income Taxes Allocated To Transmission |  |  | (Line 40a + 40b + 40c + 40d + 40e) | -331808401.9446
Unamortized Excess / Deficient ADIT
41a |  | Unamortized Deficient / (Excess) ADIT - Federal | True-up Adjustment | (Note W) | Attachment 1D - ADIT Rate Base Adjustment, Line 73 | -25208204.7116
41b |  | Unamortized Deficient / (Excess) ADIT - State | True-up Adjustment | (Note W) | Attachment 1D - ADIT Rate Base Adjustment, Line 146 | 0
42 |  | Unamortized Deficient / (Excess) ADIT Allocated to Transmission |  |  | (Line 41a + 41b) | -25208204.7116
43 |  | Adjusted Accumulated Deferred Income Taxes Allocated To Transmission |  |  | (Line 40f + 42) | -357016606.6562
43a | Transmission Related CWIP (Current Year 12 Month weighted average balances) |  |  | (Note B) | p216.43.b (See Attachment 9, line 30, column b) | 0
43b | Unamortized Abandoned Transmission Plant |  |  |  | Attachment 9, line 30, column h | 0
44 |  | Total Balance Transmission Related Account Reserves |  | Enter Negative | Attachment 5 | -6891945.4036
45 |  | Prepayments |  | (Note A) | Attachment 9, line 30, column f | 36439840.3539
46 |  | Total Prepayments Allocated to Transmission |  |  | (Line 45) | 36439840.3539
47 |  | Undistributed Stores Exp |  | (Note A) | p227.6c & 16.c (See Attachment 9, line 30, column e) | 0
48 |  | Wage & Salary Allocation Factor |  |  | (Line 5) | 15.46%
49 |  | Total Transmission Allocated |  |  | (Line 47 * 48) | 0
50 |  | Transmission Materials & Supplies |  | (Note AA) | p227.8c + p227.5c (See Attachment 9, line 30, column d) | 28167762.3509
51 |  | Total Materials & Supplies Allocated to Transmission |  |  | (Line 49 + 50) | 28167762.3509
52 |  | Operation & Maintenance Expense |  |  | (Line 85) | 64447492.0963
53 |  | 1/8th Rule |  |  | x 1/8 | 12.5%
54 |  | Total Cash Working Capital Allocated to Transmission |  |  | (Line 52 * 53) | 8055936.512
55 |  | Outstanding Network Credits |  | (Note N) | From PJM | 0
56 |  | Less Accumulated Depreciation Associated with Facilities with Outstanding Network Credits |  | (Note N) | From PJM | 0
57 |  | Net Outstanding Credits |  |  | (Line 55 - 56) | 0
58 | TOTAL Adjustment to Rate Base |  |  |  | (Line 43 + 43a + 43b + 44 + 46 + 51 + 54 - 57) | -291245012.8429
59 | Rate Base |  |  |  | (Line 39 + 58) | 1949473297.4913
O&M
Transmission O&M
60 |  | Transmission O&M |  |  | Attachment 11A, line 27, column c | 34744015.08
61 |  | Less extraordinary property loss |  |  | Attachment 5 | 0
62 |  | Plus amortized extraordinary property loss |  |  | Attachment 5 | 0
63 |  | Less Account 565 |  |  | p321.96.b | 0
63a |  | Less Merger Costs to Achieve |  |  | Attachment 10, line 1, column x | 0
64 |  | Plus Schedule 12 Charges billed to Transmission Owner and booked to Account 565 |  | (Note O) | PJM Data | 0
65 |  | Plus Transmission Lease Payments |  | (Note A) | p200.3.c | 0
66 |  | Transmission O&M |  |  | (Lines 60 - 61 + 62 - 63 - 63a + 64 + 65) | 34744015.08
67 |  | Common Plant O&M |  | (Note A) | p356 | 0
68 |  | Total A&G |  |  | Attachment 11B, line 15, column a | 197078016.34
68a |  | For informational purposes: PBOB expense in FERC Account 926 |  | (Note S) | Attachment 5 | 2358277.68
68b |  | Less Merger Costs to Achieve |  |  | Attachment 10, line 2, column b | 0
68c |  | Less Other |  |  | Attachment 5 | 1020145.5295
69 |  | Less Property Insurance Account 924 |  |  | p323.185b | 1788512.48
70 |  | Less Regulatory Commission Exp Account 928 |  | (Note E) | p323.189b | 4428426.4
71 |  | Less General Advertising Exp Account 930.1 |  |  | p323.191b | 2405888.24
72 |  | Less DE Enviro & Low Income and MD Universal Funds |  |  | p335.b | 0
73 |  | Less EPRI Dues |  | (Note D) | p352-353 | 0
74 |  | General & Common Expenses |  |  | (Lines 67 + 68) - Sum (68b to 73) | 187435043.6905
75 |  | Wage & Salary Allocation Factor |  |  | (Line 5) | 15.46%
76 |  | General & Common Expenses Allocated to Transmission |  |  | (Line 74 * 75) | 28986437.856
77 |  | Regulatory Commission Exp Account 928 |  | (Note G) | p323.189b | 289110.61
78 |  | General Advertising Exp Account 930.1 |  | (Note K) | p323.191b | 0
79 |  | Subtotal - Transmission Related |  |  | (Line 77 + 78) | 289110.61
80 |  | Property Insurance Account 924 |  |  | p323.185b | 1788512.48
81 |  | General Advertising Exp Account 930.1 |  | (Note F) | p323.191b | 0
82 |  | Total |  |  | (Line 80 + 81) | 1788512.48
83 |  | Net Plant Allocation Factor |  |  | (Line 18) | 23.93%
84 |  | A&G Directly Assigned to Transmission |  |  | (Line 82 * 83) | 427928.5503
85 |  | Total Transmission O&M |  |  | (Line 66 + 76 + 79 + 84) | 64447492.0963
Depreciation & Amortization Expense
86 |  | Transmission Depreciation Expense |  |  | P336.7b&c (See Attachment 5) | 56555922
86a |  | Amortization of Abandoned Transmission Plant |  |  | Attachment 5 | 0
87 |  | General Depreciation |  |  | p336.10b&c (See Attachment 5) | 34152853
87a |  | Less Merger Costs to Achieve |  |  | Attachment 10, line 8, column b | 0
88 |  | Intangible Amortization |  | (Note A) | p336.1d&e (See Attachment 5) | 0
88a |  | Less Merger Costs to Achieve |  |  | Attachment 10, line 9, column b | 0
89 |  | Total |  |  | (Line 87 - 87a + 88 - 88a) | 34152853
90 |  | Wage & Salary Allocation Factor |  |  | (Line 5) | 15.46%
91 |  | General Depreciation Allocated to Transmission |  |  | (Line 89 * 90) | 5281667.3531
92 |  | Common Depreciation - Electric Only |  | (Note A) | p336.11.b (See Attachment 5) | 0
93 |  | Common Amortization - Electric Only |  | (Note A) | p356 or p336.11d (See Attachment 5) | 0
94 |  | Total |  |  | (Line 92 + 93) | 0
95 |  | Wage & Salary Allocation Factor |  |  | (Line 5) | 15.46%
96 |  | Common Depreciation - Electric Only Allocated to Transmission |  |  | (Line 94 * 95) | 0
97 | Total Transmission Depreciation & Amortization |  |  |  | (Line 86 + 86a + 91 + 96) | 61837589.3531
Taxes Other than Income
98 | Taxes Other than Income |  |  |  | Attachment 2 | 19271194.7443
99 | Total Taxes Other than Income |  |  |  | (Line 98) | 19271194.7443
Return / Capitalization Calculations
100 |  | Long Term Interest |  |  | p117.62c through 67c | 224679572.34
101 |  | Less LTD Interest on Securitization Bonds |  | (Note P) | Attachment 8 | 0
102 |  | Long Term Interest |  |  | "(Line 100 - Line 101)" | 224679572.34
103 | Preferred Dividends |  |  | enter positive | p118.29c | 0
104 |  | Proprietary Capital |  |  | p112.16c | 4634748039.49
105 |  | Less Preferred Stock |  | enter negative | (Line 114) | 0
106 |  | Less Account 216.1 |  | enter negative | p112.12c | -1646367
106a |  | Less Account 219 |  | enter negative | p112.15c | 0
107 |  | Common Stock |  | (Note Z) | (Sum Lines 104 to 106a) | 4633101672.49
108 |  | Long Term Debt |  |  | p112.17c through 21c | 4576923076.9231
109 |  | Less Loss on Reacquired Debt |  | enter negative | p111.81c | -4477806.58
110 |  | Plus Gain on Reacquired Debt |  | enter positive | p113.61c | 0
111 |  | Less ADIT associated with Gain or Loss |  | enter negative | Attachment 1B - ADIT EOY, Line 7 | 1233949
112 |  | Less LTD on Securitization Bonds | (Note P) | enter negative | Attachment 8 | 0
113 |  | Total Long Term Debt |  | (Note X) | (Sum Lines 108 to 112) | 4573679219.3431
114 |  | Preferred Stock |  | (Note Y) | p112.3c | 0
115 |  | Common Stock |  |  | (Line 107) | 4633101672.49
116 |  | Total Capitalization |  |  | (Sum Lines 113 to 115) | 9206780891.8331
117 |  | Debt % | Total Long Term Debt | (Note Q) | (Line 108 / (108 + 114 + 115)) | 49.7%
118 |  | Preferred % | Preferred Stock |  | (Line 114 / (108 + 114 + 115)) | 0%
119 |  | Common % | Common Stock | (Note Q) | (Line 115 / (108 + 114 + 115)) | 50.3%
120 |  | Debt Cost | Total Long Term Debt |  | (Line 102 / 113) | 4.912%
121 |  | Preferred Cost | Preferred Stock |  | (Line 103 / 114) | 0%
122 |  | Common Cost | Common Stock | (Note J) | Fixed | 10.5%
123 |  | Weighted Cost of Debt | Total Long Term Debt (WCLTD) |  | (Line 117 * 120) | 2.441%
124 |  | Weighted Cost of Preferred | Preferred Stock |  | (Line 118 * 121) | 0%
125 |  | Weighted Cost of Common | Common Stock |  | (Line 119 * 122) | 5.282%
126 | Total Return ( R ) |  |  |  | (Sum Lines 123 to 125) | 7.723%
127 | Investment Return = Rate Base * Rate of Return |  |  |  | (Line 59 * 126) | 150562985.2238
Composite Income Taxes
128 |  | FIT=Federal Income Tax Rate |  | (Note I) |  | 21%
129 |  | SIT=State Income Tax Rate or Composite |  | (Note I) |  | 8.25%
130 |  | p | (percent of federal income tax deductible for state purposes) |  | Per State Tax Code | 0%
131 |  | T | T=1 - {[(1 - SIT) * (1 - FIT)] / (1 - SIT * FIT * p)} = |  |  | 27.52%
132a |  | T/ (1-T) |  |  |  | 37.96%
132b |  | Tax Gross-Up Factor | 1*1/(1-T) |  |  | 1.3796
133 |  | Investment Tax Credit Amortization |  | enter negative | Attachment 1B - ADIT EOY | -27390.4237
134 |  | Tax Gross-Up Factor |  |  | (Line 132b) | 1.3796
135 |  | ITC Adjustment Allocated to Transmission |  |  | (Line 133 * 134) | -37789.0163
136a |  | Tax Adjustment for AFUDC Equity Component of Transmission Depreciation Expense |  | (Note T) | Attachment 5, Line 136a | 497544.743
136b |  | Amortization Deficient / (Excess) Deferred Taxes (Federal) - Transmission Component |  | (Note T) | Attachment 5, Line 136b | -997439
136c |  | Amortization Deficient / (Excess) Deferred Taxes (State) - Transmission Component |  | (Note T) | Attachment 5, Line 136c | 0
136d |  | Amortization of Other Flow-Through Items - Transmission Component |  | (Note T) | Attachment 5, Line 136d | 0
136e |  | Other Income Tax Adjustments - Expense / (Benefit) |  |  | (Line 136a + 136b + 136c + 136d) | -499894.257
136f |  | 1/(1-T) |  |  | (Line 132b) | 1.3796
136g |  | Other Income Tax Adjustment |  |  | (Line 136e * 136f) | -689675.7934
137 | Income Tax Component = |  | CIT=(T/1-T) * Investment Return * (1-(WCLTD/R)) = |  | (Line 132a * 127 * (1 - (123 / 126))) | 39092499.0674
138 | Total Income Taxes |  |  |  | (Line 135 + 136g + 137) | 38365034.2576
REVENUE REQUIREMENT
139 |  | Net Property, Plant & Equipment |  |  | (Line 39) | 2240718310.3342
140 |  | Adjustment to Rate Base |  |  | (Line 58) | -291245012.8429
141 |  | Rate Base |  |  | (Line 59) | 1949473297.4913
142 |  | O&M |  |  | (Line 85) | 64447492.0963
143 |  | Depreciation & Amortization |  |  | (Line 97) | 61837589.3531
144 |  | Taxes Other than Income |  |  | (Line 99) | 19271194.7443
145 |  | Investment Return |  |  | (Line 127) | 150562985.2238
146 |  | Income Taxes |  |  | (Line 138) | 38365034.2576
147 |  | Gross Revenue Requirement |  |  | (Sum Lines 142 to 146) | 334484295.6751
148 |  | Transmission Plant In Service |  |  | (Line 19) | 2899844248.9544
149 |  | Excluded Transmission Facilities |  | (Note M) | Attachment 5 | 0
150 |  | Included Transmission Facilities |  |  | (Line 148 - 149) | 2899844248.9544
151 |  | Inclusion Ratio |  |  | (Line 150 / 148) | 100%
152 |  | Gross Revenue Requirement |  |  | (Line 147) | 334484295.6751
153 |  | Adjusted Gross Revenue Requirement |  |  | (Line 151 * 152) | 334484295.6751
154 |  | Revenue Credits |  |  | Attachment 3 | 10266363.3043
155 |  | Interest on Network Credits |  | (Note N) | PJM Data | 0
156 |  | Net Revenue Requirement |  |  | (Line 153 - 154 + 155) | 324217932.3708
157 |  | Net Revenue Requirement |  |  | (Line 156) | 324217932.3708
158 |  | Net Transmission Plant |  |  | (Line 19 - 30) | 2189880414.8775
159 |  | Net Plant Carrying Charge |  |  | (Line 157 / 158) | 14.81%
160 |  | Net Plant Carrying Charge without Depreciation |  |  | (Line 157 - 86) / 158 | 12.22%
161 |  | Net Plant Carrying Charge without Depreciation, Return, nor Income Taxes |  |  | (Line 157 - 86 - 127 - 138) / 158 | 3.595%
162 |  | Net Revenue Requirement Less Return and Taxes |  |  | (Line 156 - 145 - 146) | 135289912.8894
163 |  | Increased Return and Taxes |  |  | Attachment 4 | 202457937.3493
164 |  | Net Revenue Requirement per 100 Basis Point increase in ROE |  |  | (Line 162 + 163) | 337747850.2386
165 |  | Net Transmission Plant |  |  | (Line 19 - 30) | 2189880414.8775
166 |  | Net Plant Carrying Charge per 100 Basis Point increase in ROE |  |  | (Line 164 / 165) | 15.42%
167 |  | Net Plant Carrying Charge per 100 Basis Point in ROE without Depreciation |  |  | (Line 163 - 86) / 165 | 12.84%
168 |  | Net Revenue Requirement |  |  | (Line 156) | 324217932.3708
169 |  | True-up amount |  |  | Attachment 6A, line 4, column j | 0
170 |  | Plus any increased ROE calculated on Attachment 7 other than PJM Sch. 12 projects |  |  | Attachment 6, line 18, column 12 | 887148.5287
171 |  | Facility Credits under Section 30.9 of the PJM OATT and Facility Credits to Vineland per settlement in ER05-515 |  |  | Attachment 5 | 0 | 171
171a |  | MAPP Abandonment recovery pursuant to ER13-607 |  |  | Attachment 5 | 0
172 |  | Net Zonal Revenue Requirement |  |  | (Line 168 + 169 + 170 + 171 + 171a) | 325105080.8995
173 |  | 1 CP Peak |  | (Note L) | PJM Data | 6161.7
174 |  | Rate ($/MW-Year) |  |  | (Line 172 / 173) | 52762.2378
175 |  | Network Service Rate ($/MW/Year) |  | (Note ZZ) | (Line 174) | 52762.2378
Notes
| A | Electric portion only.
| B | Exclude Construction Work In Progress and leases that are expensed as O&M (rather than amortized). New Transmission plant
that is expected to be placed in service in the current calendar year weighted by number of months it is expected to be in-service. New Transmission plant expected
to be placed in service in the current calendar year that is not included in the PJM Regional Transmission Plan (RTEP) detailed on Attachments 9 or 9A.
For the Reconciliation, new transmission plant that was actually placed in service weighted by the number of months it was actually in service
CWIP will be linked to Attachment 6 which shows detail support by project (incentive and non-incentive).
| C | Transmission Portion Only.
| D | All EPRI Annual Membership Dues.
| E | All Regulatory Commission Expenses.
| F | Safety related advertising included in Account 930.1.
| G | Regulatory Commission Expenses directly related to transmission service, RTO filings, or transmission siting itemized in Form 1 at 351.h.
| I | The currently effective income tax rate, where FIT is the Federal income tax rate; SIT is the State income tax rate, and p = "the percentage of federal income tax deductible for state income taxes". If the utility includes taxes in more than one state, it must explain in Attachment 5 the name of each state and how the blended or composite SIT was developed.
| J | The ROE is 10.5% which includes a base ROE of 10.0% ROE per FERC order in Docket No. EL13-48 and a 50 basis point RTO membership adder as authorized by FERC: provided, that the projects identified in Docket Nos. ER08-686 and ER08-1423 have been awarded an additional 150 basis point adder and, thus, their ROE is 12.0%.
| K | Education and outreach expenses relating to transmission, for example siting or billing.
| L | As provided for in Section 34.1 of the PJM OATT and the PJM established billing determinants will not be revised or updated in the annual rate reconciliations per settlement in ER05-515.
| M | Amount of transmission plant excluded from rates per Attachment 5.
| N | Outstanding Network Credits is the balance of Network Facilities Upgrades Credits due Transmission Customers who have made lump-sum payments
(net of accumulated depreciation) towards the construction of Network Transmission Facilities consistent with Paragraph 657 of Order 2003-A.
Interest on the Network Credits as booked each year is added to the revenue requirement to make the Transmisision Owner whole on Line 155.
| O | Payments made under Schedule 12 of the PJM OATT that are not directly assessed to load in the Zone under Schedule 12 are included in Transmission O&M.
If they are booked to Acct 565, they are included in on line 64.
| P | Securitization bonds may be included in the capital structure per settlement in ER05-515.
| Q | Pepco capital structure is derived from gross debt.
| R | Per the settlement in ER05-515, the facility credits of $15,000 per month paid to Vineland will increase to $37,500 per month (prorated for partial months)
effective on the date FERC approves the settlement in ER05-515.
| S | See Attachment 5 - Cost Support, section entitled "PBOP Expense in FERC Account 926" for additional information per FERC orders in Docket Nos. EL13-48 , EL15-27 and ER16-456.
| T | See Attachment 5 - Cost Support, section entitled "Other Income Tax Adjustment" for additional information.
| U | Potomac Electric Power Company elected to amortize investment tax credits against recoverable income tax expense, rather than to reduce rate base by unamortized investment tax credit. Amortization reduces income tax expense and reduces the revenue requirement by the amount of the Investment Tax Credit Amortization (Form 1, 266.8.f) multiplied by (1/1-T).
| V | The Accumulated Deferred Income Tax (ADIT) balances in Accounts 190, 281, 282, and 283 are measured using the enacted tax rate that is expected to apply when the underlying temporary differences are expected to be settled or realized. To preserve rate base neutrality, theses balances appropriately exclude ADIT amounts associated with income tax related regulatory assets and liabilities. The balances in Accounts 190, 281, 282 and 283 are adjusted in accordance with Treasury regulation Section 1.167(l)-1(h)(6) and averaged in accordance with IRC Section 168(i)(9)(B) in the calculations of rate base in the projected revenue requirement and in the true-up adjustment. Differences attributable to over-projection of ADIT in the projected revenue requirement will result in a proportionate reversal of the projected prorated ADIT activity in the true-up adjustment to the extent of the over-projection. Differences attributable to under-projection of ADIT in the projected revenue requirement will result in an adjustment to the projected prorated ADIT activity by 50 percent of the difference between the projected monthly activity and the actual monthly activity. However, when projected monthly ADIT activity is an increase and actual monthly ADIT activity is a decrease, 50 percent of the actual monthly ADIT activity will be used. Likewise, when projected monthly ADIT activity is a decrease and actual monthly ADIT activity is an increase, 50 percent of actual monthly ADIT activity will be used. For the Annual Update (Projected) filing, see Attachment 1A - ADIT Summary, Column H for inputs. For the Annual Update (True-Up) filing, See Attachment 1A - ADIT Summary, Column M for inputs.
| W | These balances represent the unamortized federal and state deficient / (excess) deferred income taxes. To preserve rate base neutrality and consistent with the exclusion of ADIT amounts associated with income tax-related regulatory assets and liabilities as described in Note V, regulatory assets and liabilities for deficient and excess ADIT are reflected without tax gross-up. For the Annual Update (Projected) filing, see Attachment 1D - ADIT Rate Base Adjustment, Column C for inputs. For the Annual Update (True-Up) filing, See Attachment 1D - ADIT Rate Base Adjustment, Column F for inputs.
| X | Long Term Debt balance will reflect the 13 month average of the balances, of which the 1st and 13th are found on page 112 lines 18.c & d to 21.c & d in the Form No. 1. The balances for January through November shall represent the actual balances in Pepco’s books and records (trial balance or monthly balance sheet).
| Y | Preferred Stock balance will reflect the 13 month average of the balances, of which the 1st and 13th are found on page 112 line 3.c & d in the Form No. 1. The balances for January through November shall represent the actual balances in Pepco’s books and records (trial balance or monthly balance sheet).
| Z | Common Stock balance will reflect the 13 month average of the balances, of which the 1st and 13th are found on page 112 lines 16.c & d in the Form No. 1. The balances for January through November shall represent the actual balances in Pepco’s books and records (trial balance or monthly balance sheet).
| AA | Only the transmission portion of amounts reported at Form 1, page 227, line 5 is used. The transmission portion is derived by applying the wages and salary allocator to the total of line 5 and is specified in a footnote to the Form 1, page 227.
| ZZ | The revisions made in the Order No. 864 Cleanup Filing will not require any adjustment to rates, or annual update filings, for rates charged and annual update filings made prior to the date of the order accepting the revised tariff sheets.
END

## 1A - ADIT Summary
Potomac Electric Power Company
Accumulated Deferred Income Taxes (ADIT) - Transmission Allocated
Attachment 1A - ADIT Summary
|  |  | Rate Year = | Actuals for the 12 Months Ended December 31, 2025
Accumulated Deferred Income Taxes (Account No. 190)
|  |  | Days in Period |  |  |  |  | Projection - Proration of Deferred Tax Activity (Note A) |  |  | Actual - Proration of Deferred Tax Activity (Note B)
|  |  | (A) | (B) | (C) | (D) | (E) | (F) | (G) | (H) | (I) | (J) | (K) | (L) | (M)
| Line |  | Month | Days Per Month | Remaining Days Per Month | Total Days in Future Test Period | Proration Amount (Column C / Column D) | Projected Monthly Activity | Prorated Projected Monthly Activity (Column E x Column F) | Prorated Projected Balance (Col. G Plus Col. H, Preceding Balance) | Actual Monthly Activity | Difference Projected vs. Actual (Note C) | Preserve Proration (Actual vs Projected) (Note D) | Preserve Proration (Actual vs Projected) (Note E) | Preserved Prorated Actual Balance (Col. K + Col. L + Col. M, Preceding Balance)
| 1 |  | ADIT Subject to Proration |  |  |  |  | 12/31/2024 (Actuals) |  | 320060.3141 | 12/31/2024 (Actuals) |  |  |  | 320060.3141
| 2 |  | January | 31 | 0 | 214 | 50% | -26671.6928 | -13335.8464 | 306724.4677 | 774797.6997 | 801469.3925 | 0 | 774797.6997 | 1094858.0138
| 3 |  | February | 28 | 0 | 214 | 50% | -26671.6928 | -13335.8464 | 293388.6213 | 774797.6997 | 801469.3925 | 0 | 774797.6997 | 1869655.7135
| 4 |  | March | 31 | 0 | 214 | 50% | -26671.6928 | -13335.8464 | 280052.7748 | 774797.6997 | 801469.3925 | 0 | 774797.6997 | 2644453.4131
| 5 |  | April | 30 | 0 | 214 | 50% | -26671.6928 | -13335.8464 | 266716.9284 | 774797.6997 | 801469.3925 | 0 | 774797.6997 | 3419251.1128
| 6 |  | May | 31 | 0 | 214 | 50% | -26671.6928 | -13335.8464 | 253381.082 | 774797.6997 | 801469.3925 | 0 | 774797.6997 | 4194048.8125
| 7 |  | June | 30 | 185 | 214 | 86.45% | -26671.6928 | -23057.3046 | 230323.7774 | 774797.6997 | 801469.3925 | 0 | 774797.6997 | 4968846.5122
| 8 |  | July | 31 | 154 | 214 | 71.96% | -26671.6928 | -19193.6481 | 211130.1293 | 774797.6997 | 801469.3925 | 0 | 774797.6997 | 5743644.2118
| 9 |  | August | 31 | 123 | 214 | 57.48% | -26671.6928 | -15329.9917 | 195800.1376 | 774797.6997 | 801469.3925 | 0 | 774797.6997 | 6518441.9115
| 10 |  | September | 30 | 93 | 214 | 43.46% | -26671.6928 | -11590.9693 | 184209.1683 | 774797.6997 | 801469.3925 | 0 | 774797.6997 | 7293239.6112
| 11 |  | October | 31 | 62 | 214 | 28.97% | -26671.6928 | -7727.3129 | 176481.8554 | 774797.6997 | 801469.3925 | 0 | 774797.6997 | 8068037.3109
| 12 |  | November | 30 | 32 | 214 | 14.95% | -26671.6928 | -3988.2905 | 172493.5649 | 774797.6997 | 801469.3925 | 0 | 774797.6997 | 8842835.0106
| 13 |  | December | 31 | 1 | 214 | 0.4673% | -26671.6928 | -124.6341 | 172368.9308 | 774797.6997 | 801469.3925 | 0 | 774797.6997 | 9617632.7102
| 14 |  | Total (Sum of Lines 2 - 13) | 365 |  |  |  | -320060.3141 | -147691.3833 |  | 9297572.3961 | 9617632.7102 | 0 | 9297572.3961
| 15 |  | Beginning Balance - ADIT Not Subject to Proration |  |  |  |  | 12/31/2024 (Actuals) |  | 2136649.3737 | 12/31/2024 (Actuals) |  |  |  | 1708109.4069
| 16 |  | Beginning Balance - ADIT Depreciation Adjustment |  |  |  |  | (Note F) |  | 0 | (Note F) |  |  |  | 0
| 17 |  | Beginning Balance - DTA / (DTL) |  |  |  |  | (Col. (H), Line 15 + Line 16) |  | 2136649.3737 | (Col. (M), Line 15 + Line 16) |  |  |  | 1708109.4069
| 18 |  | Ending Balance - ADIT Not Subject to Proration |  |  |  |  | 12/31/2025 (Projected) |  | 2142061.9461 | 12/31/2025 (Actuals) |  |  |  | 1482712.7743
| 19 |  | Ending Balance - ADIT Depreciation Adjustment |  |  |  |  | (Note F) |  | 0 | (Note F) |  |  |  | 0
| 20 |  | Ending Balance - DTA / (DTL) |  |  |  |  | (Col. (H), Line 18 + Line 19) |  | 2142061.9461 | (Col. (M), Line 18 + Line 19) |  |  |  | 1482712.7743
| 21 |  | Average Balance as adjusted (non-prorated) |  |  |  |  | ([Col. (H), Line 17 + Line 20]/2) |  | 2139355.6599 | ([Col. (M), Line 17 + Line 20]/2) |  |  |  | 1595411.0906
| 22 |  | Prorated ADIT |  |  |  |  | (Col. (H), Line 13 ) |  | 172368.9308 | (Col. (M), Line 13 ) |  |  |  | 9617632.7102
| 23 |  | Amount for Attachment H-9A, Line 40a |  |  |  |  | (Col. (H), Line 21 + Line 22) |  | 2311724.5907 | (Col. (M), Line 21 + Line 22) |  |  |  | 11213043.8009
Accumulated Deferred Income Taxes - Accelerated Amortization (Account No. 281)
|  |  | Days in Period |  |  |  |  | Projection - Proration of Deferred Tax Activity (Note A) |  |  | Actual - Proration of Deferred Tax Activity (Note B)
|  |  | (A) | (B) | (C) | (D) | (E) | (F) | (G) | (H) | (I) | (J) | (K) | (L) | (M)
| Line |  | Month | Days Per Month | Prorated Days Per Month | Total Days Per Future Test Period | Proration Amount (Column C / Column D) | Projected Monthly Activity | Prorated Projected Monthly Activity (Column E x Column F) | Prorated Projected Balance (Col. G Plus Col. H, Preceding Balance) | Actual Monthly Activity | Difference Projected vs. Actual (Note C) | Preserve Proration (Actual vs Projected) (Note D) | Preserve Proration (Actual vs Projected) (Note E) | Preserved Prorated Actual Balance (Col. K + Col. L + Col. M, Preceding Balance)
| 24 |  | ADIT Subject to Proration |  |  |  |  | 12/31/2024 (Actuals) |  | 0 | 12/31/2024 (Actuals) |  |  |  | 0
| 25 |  | January | 31 | 0 | 214 | 50% |  | 0 | 0 | 0 | 0 | 0 | 0 | 0
| 26 |  | February | 28 | 0 | 214 | 50% |  | 0 | 0 | 0 | 0 | 0 | 0 | 0
| 27 |  | March | 31 | 0 | 214 | 50% |  | 0 | 0 | 0 | 0 | 0 | 0 | 0
| 28 |  | April | 30 | 0 | 214 | 50% |  | 0 | 0 | 0 | 0 | 0 | 0 | 0
| 29 |  | May | 31 | 0 | 214 | 50% |  | 0 | 0 | 0 | 0 | 0 | 0 | 0
| 30 |  | June | 30 | 185 | 214 | 86.45% |  | 0 | 0 | 0 | 0 | 0 | 0 | 0
| 31 |  | July | 31 | 154 | 214 | 71.96% |  | 0 | 0 | 0 | 0 | 0 | 0 | 0
| 32 |  | August | 31 | 123 | 214 | 57.48% |  | 0 | 0 | 0 | 0 | 0 | 0 | 0
| 33 |  | September | 30 | 93 | 214 | 43.46% |  | 0 | 0 | 0 | 0 | 0 | 0 | 0
| 34 |  | October | 31 | 62 | 214 | 28.97% |  | 0 | 0 | 0 | 0 | 0 | 0 | 0
| 35 |  | November | 30 | 32 | 214 | 14.95% |  | 0 | 0 | 0 | 0 | 0 | 0 | 0
| 36 |  | December | 31 | 1 | 214 | 0.4673% |  | 0 | 0 | 0 | 0 | 0 | 0 | 0
| 37 |  | Total (Sum of Lines 25 - 36) | 365 |  |  |  | 0 | 0 | 0 | 0 | 0 | 0 | 0
| 38 |  | Beginning Balance - ADIT Not Subject to Proration |  |  |  |  | 12/31/2024 (Actuals) |  | 0 | 12/31/2024 (Actuals) |  |  |  | 0
| 39 |  | Beginning Balance - ADIT Depreciation Adjustment |  |  |  |  | (Note F) |  | 0 | (Note F) |  |  |  | 0
| 40 |  | Beginning Balance - DTA / (DTL) |  |  |  |  | (Col. (H), Line 38 + Line 39) |  | 0 | (Col. (M), Line 38 + Line 39) |  |  |  | 0
| 41 |  | Estimated Ending Balance - ADIT Not Subject to Proration |  |  |  |  | 12/31/2025 (Projected) |  | 0 | 12/31/2025 (Actuals) |  |  |  | 0
| 42 |  | Ending Balance - ADIT Depreciation Adjustment |  |  |  |  | (Note F) |  | 0 | (Note F) |  |  |  | 0
| 43 |  | Ending Balance - DTA / (DTL) |  |  |  |  | (Col. (H), Line 41 + Line 42) |  | 0 | (Col. (M), Line 41 + Line 42) |  |  |  | 0
| 44 |  | Average Balance as adjusted (non-prorated) |  |  |  |  | ([Col. (H), Line 40 + Line 43]/2) |  | 0 | ([Col. (M), Line 40 + Line 43]/2) |  |  |  | 0
| 45 |  | Prorated ADIT |  |  |  |  | (Col. (H), Line 36 ) |  | 0 | (Col. (M), Line 36 ) |  |  |  | 0
| 46 |  | Amount for Attachment H-9A, Line 40b |  |  |  |  | (Col. (H), Line 44 + Line 45) |  | 0 | (Col. (M), Line 44 + Line 45) |  |  |  | 0
Accumulated Deferred Income Taxes - Property (Account No. 282)
|  |  | Days in Period |  |  |  |  | Projection - Proration of Deferred Tax Activity (Note A) |  |  | Actual - Proration of Deferred Tax Activity (Note B)
|  |  | (A) | (B) | (C) | (D) | (E) | (F) | (G) | (H) | (I) | (J) | (K) | (L) | (M)
| Line |  | Month | Days Per Month | Prorated Days Per Month | Total Days Per Future Test Period | Proration Amount (Column C / Column D) | Projected Monthly Activity | Prorated Projected Monthly Activity (Column E x Column F) | Prorated Projected Balance (Col. G Plus Col. H, Preceding Balance) | Actual Monthly Activity | Difference Projected vs. Actual (Note C) | Preserve Proration (Actual vs Projected) (Note D) | Preserve Proration (Actual vs Projected) (Note E) | Preserved Prorated Actual Balance (Col. K + Col. L + Col. M, Preceding Balance)
| 47 |  | ADIT Subject to Proration |  |  |  |  | 12/31/2024 (Actuals) |  | -109227839.9554 | 12/31/2024 (Actuals) |  |  |  | -109227839.9554
| 48 |  | January | 31 | 0 | 214 | 50% | -803743.2812 | -401871.6406 | -109629711.596 | -911680.5282 | -107937.247 | -509808.8876 | 0 | -109737648.843
| 49 |  | February | 28 | 0 | 214 | 50% | -805727.8046 | -402863.9023 | -110032575.4983 | -899719.8696 | -93992.0651 | -496855.9673 | 0 | -110234504.8103
| 50 |  | March | 31 | 0 | 214 | 50% | -792019.074 | -396009.537 | -110428585.0353 | -895519.5952 | -103500.5211 | -499510.0581 | 0 | -110734014.8685
| 51 |  | April | 30 | 0 | 214 | 50% | -780669.6548 | -390334.8274 | -110818919.8627 | -875569.2476 | -94899.5929 | -485234.4202 | 0 | -111219249.2887
| 52 |  | May | 31 | 0 | 214 | 50% | -774674.0786 | -387337.0393 | -111206256.902 | -867530.0479 | -92855.9692 | -480193.0086 | 0 | -111699442.2973
| 53 |  | June | 30 | 185 | 214 | 86.45% | -768580.6271 | -664427.1777 | -111870684.0797 | -866933.514 | -98352.8868 | -762780.0645 | 0 | -112462222.3618
| 54 |  | July | 31 | 154 | 214 | 71.96% | -752504.0443 | -541521.602 | -112412205.6816 | -850954.2119 | -98450.1677 | -639971.7696 | 0 | -113102194.1314
| 55 |  | August | 31 | 123 | 214 | 57.48% | -746966.3602 | -429331.1323 | -112841536.8139 | -842862.2199 | -95895.8597 | -525226.992 | 0 | -113627421.1234
| 56 |  | September | 30 | 93 | 214 | 43.46% | -746609.661 | -324461.2078 | -113165998.0217 | -842829.815 | -96220.154 | -420681.3619 | 0 | -114048102.4853
| 57 |  | October | 31 | 62 | 214 | 28.97% | -736796.573 | -213464.4277 | -113379462.4494 | -825965.2217 | -89168.6487 | -302633.0764 | 0 | -114350735.5617
| 58 |  | November | 30 | 32 | 214 | 14.95% | -727182.2773 | -108737.5368 | -113488199.9862 | -816909.1522 | -89726.875 | -198464.4118 | 0 | -114549199.9735
| 59 |  | December | 31 | 1 | 214 | 0.4673% | -711529.8869 | -3324.906 | -113491524.8922 | -811950.8067 | -100420.9198 | -103745.8259 | 0 | -114652945.7993
| 60 |  | Total (Sum of Lines 48 - 59) | 365 |  |  |  | -9147003.323 | -4263684.9368 |  | -10308424.2301 | -1161420.9071 | -5425105.8439 | 0
| 61 |  | Beginning Balance - ADIT Not Subject to Proration |  |  |  |  | 12/31/2024 (Actuals) |  | -202391170.0909 | 12/31/2024 (Actuals) |  |  |  | -202391170.0909
| 62 |  | Beginning Balance - ADIT Depreciation Adjustment |  |  |  |  | (Note F) |  | 0 | (Note F) |  |  |  | 0
| 63 |  | Beginning Balance - DTA / (DTL) |  |  |  |  | (Col. (H), Line 61 + Line 62) |  | -202391170.0909 | (Col. (M), Line 61 + Line 62) |  |  |  | -202391170.0909
| 64 |  | Estimated Ending Balance - ADIT Not Subject to Proration |  |  |  |  | 12/31/2025 (Projected) |  | -222133949.4767 | 12/31/2025 (Actuals) |  |  |  | -229203648.995
| 65 |  | Ending Balance - ADIT Depreciation Adjustment |  |  |  |  | (Note F) |  | 0 | (Note F) |  |  |  | 0
| 66 |  | Ending Balance - DTA / (DTL) |  |  |  |  | (Col. (H), Line 64 + Line 65) |  | -222133949.4767 | (Col. (M), Line 64 + Line 65) |  |  |  | -229203648.995
| 67 |  | Average Balance as adjusted (non-prorated) |  |  |  |  | ([Col. (H), Line 63 + Line 66]/2) |  | -212262559.7838 | ([Col. (M), Line 63 + Line 66]/2) |  |  |  | -215797409.5429
| 68 |  | Prorated ADIT |  |  |  |  | (Col. (H), Line 59 ) |  | -113491524.8922 | (Col. (M), Line 59 ) |  |  |  | -114652945.7993
| 69 |  | Amount for Attachment H-9A, Line 40c |  |  |  |  | (Col. (H), Line 67 + Line 68) |  | -325754084.676 | (Col. (M), Line 67 + Line 68) |  |  |  | -330450355.3423
Accumulated Deferred Income Taxes - Other (Account No. 283)
|  |  | Days in Period |  |  |  |  | Projection - Proration of Deferred Tax Activity (Note A) |  |  | Actual - Proration of Deferred Tax Activity (Note B)
|  |  | (A) | (B) | (C) | (D) | (E) | (F) | (G) | (H) | (I) | (J) | (K) | (L) | (M)
| Line |  | Month | Days Per Month | Prorated Days Per Month | Total Days Per Future Test Period | Proration Amount (Column C / Column D) | Projected Monthly Activity | Prorated Projected Monthly Activity (Column E x Column F) | Prorated Projected Balance (Col. G Plus Col. H, Preceding Balance) | Actual Monthly Activity | Difference Projected vs. Actual (Note C) | Preserve Proration (Actual vs Projected) (Note D) | Preserve Proration (Actual vs Projected) (Note E) | Preserved Prorated Actual Balance (Col. K + Col. L + Col. M, Preceding Balance)
| 70 |  | ADIT Subject to Proration |  |  |  |  | 12/31/2024 (Actuals) |  | 0 | 12/31/2024 (Actuals) |  |  |  | 0
| 71 |  | January | 31 | 0 | 214 | 50% | 0 | 0 | 0 | 0 | 0 | 0 | 0 | 0
| 72 |  | February | 28 | 0 | 214 | 50% | 0 | 0 | 0 | 0 | 0 | 0 | 0 | 0
| 73 |  | March | 31 | 0 | 214 | 50% | 0 | 0 | 0 | 0 | 0 | 0 | 0 | 0
| 74 |  | April | 30 | 0 | 214 | 50% | 0 | 0 | 0 | 0 | 0 | 0 | 0 | 0
| 75 |  | May | 31 | 0 | 214 | 50% | 0 | 0 | 0 | 0 | 0 | 0 | 0 | 0
| 76 |  | June | 30 | 185 | 214 | 86.45% | 0 | 0 | 0 | 0 | 0 | 0 | 0 | 0
| 77 |  | July | 31 | 154 | 214 | 71.96% | 0 | 0 | 0 | 0 | 0 | 0 | 0 | 0
| 78 |  | August | 31 | 123 | 214 | 57.48% | 0 | 0 | 0 | 0 | 0 | 0 | 0 | 0
| 79 |  | September | 30 | 93 | 214 | 43.46% | 0 | 0 | 0 | 0 | 0 | 0 | 0 | 0
| 80 |  | October | 31 | 62 | 214 | 28.97% | 0 | 0 | 0 | 0 | 0 | 0 | 0 | 0
| 81 |  | November | 30 | 32 | 214 | 14.95% | 0 | 0 | 0 | 0 | 0 | 0 | 0 | 0
| 82 |  | December | 31 | 1 | 214 | 0.4673% | 0 | 0 | 0 | 0 | 0 | 0 | 0 | 0
| 83 |  | Total (Sum of Lines 71 - 82) | 365 |  |  |  | 0 | 0 |  | 0 | 0 | 0 | 0
| 84 |  | Beginning Balance - ADIT Not Subject to Proration |  |  |  |  | 12/31/2024 (Actuals) |  | -12836898.5449 | 12/31/2024 (Actuals) |  |  |  | -12836898.5449
| 85 |  | Beginning Balance - ADIT Depreciation Adjustment |  |  |  |  | (Note F) |  | 0 | (Note F) |  |  |  | 0
| 86 |  | Beginning Balance - DTA / (DTL) |  |  |  |  | (Col. (H), Line 84 + Line 85) |  | -12836898.5449 | (Col. (M), Line 84 + Line 85) |  |  |  | -12836898.5449
| 87 |  | Estimated Ending Balance - ADIT Not Subject to Proration |  |  |  |  | 12/31/2025 (Projected) |  | -11759804.1455 | 12/31/2025 (Actuals) |  |  |  | -12305282.2615
| 88 |  | Ending Balance - ADIT Depreciation Adjustment |  |  |  |  | (Note F) |  | 0 | (Note F) |  |  |  | 0
| 89 |  | Ending Balance - DTA / (DTL) |  |  |  |  | (Col. (H), Line 87 + Line 88) |  | -11759804.1455 | (Col. (M), Line 87 + Line 88) |  |  |  | -12305282.2615
| 90 |  | Average Balance as adjusted (non-prorated) |  |  |  |  | ([Col. (H), Line 86 + Line 89]/2) |  | -12298351.3452 | ([Col. (M), Line 86 + Line 89]/2) |  |  |  | -12571090.4032
| 91 |  | Prorated ADIT |  |  |  |  | (Col. (H), Line 82 ) |  | 0 | (Col. (M), Line 82 ) |  |  |  | 0
| 92 |  | Amount for Attachment H-9A, Line 40d |  |  |  |  | (Col. (H), Line 90 + Line 91) |  | -12298351.3452 | (Col. (M), Line 90 + Line 91) |  |  |  | -12571090.4032
Accumulated Deferred Investment Tax Credits (Account No. 255)
|  |  | Days in Period |  |  |  |  | Projection - Proration of Deferred ITC Activity (Note A) |  |  | Actual - Proration of Deferred ITC Activity (Note B)
|  |  | (A) | (B) | (C) | (D) | (E) | (F) | (G) | (H) | (I) | (J) | (K) | (L) | (M)
| Line |  | Month | Days Per Month | Prorated Days Per Month | Total Days Per Future Test Period | Proration Amount (Column C / Column D) | Projected Monthly Activity | Prorated Projected Monthly Activity (Column E x Column F) | Prorated Projected Balance (Col. G Plus Col. H, Preceding Balance) | Actual Monthly Activity | Difference Projected vs. Actual (Note C) | Preserve Proration (Actual vs Projected) (Note D) | Preserve Proration (Actual vs Projected) (Note E) | Preserved Prorated Actual Balance (Col. K + Col. L + Col. M, Preceding Balance)
| 93 |  | DITC Subject to Proration |  |  |  |  | 12/31/2024 (Actuals) |  | 0 | 12/31/2024 (Actuals) |  |  |  | 0
| 94 |  | January | 31 | 0 | 214 | 50% | 0 | 0 | 0 | 0 | 0 | 0 | 0 | 0
| 95 |  | February | 28 | 0 | 214 | 50% | 0 | 0 | 0 | 0 | 0 | 0 | 0 | 0
| 96 |  | March | 31 | 0 | 214 | 50% | 0 | 0 | 0 | 0 | 0 | 0 | 0 | 0
| 97 |  | April | 30 | 0 | 214 | 50% | 0 | 0 | 0 | 0 | 0 | 0 | 0 | 0
| 98 |  | May | 31 | 0 | 214 | 50% | 0 | 0 | 0 | 0 | 0 | 0 | 0 | 0
| 99 |  | June | 30 | 185 | 214 | 86.45% | 0 | 0 | 0 | 0 | 0 | 0 | 0 | 0
| 100 |  | July | 31 | 154 | 214 | 71.96% | 0 | 0 | 0 | 0 | 0 | 0 | 0 | 0
| 101 |  | August | 31 | 123 | 214 | 57.48% | 0 | 0 | 0 | 0 | 0 | 0 | 0 | 0
| 102 |  | September | 30 | 93 | 214 | 43.46% | 0 | 0 | 0 | 0 | 0 | 0 | 0 | 0
| 103 |  | October | 31 | 62 | 214 | 28.97% | 0 | 0 | 0 | 0 | 0 | 0 | 0 | 0
| 104 |  | November | 30 | 32 | 214 | 14.95% | 0 | 0 | 0 | 0 | 0 | 0 | 0 | 0
| 105 |  | December | 31 | 1 | 214 | 0.4673% | 0 | 0 | 0 | 0 | 0 | 0 | 0 | 0
| 106 |  | Total (Sum of Lines 94 - 105) | 365 |  |  |  | 0 | 0 |  | 0 | 0 | 0 | 0
| 107 |  | Beginning Balance - DITC Not Subject to Proration |  |  |  |  | 12/31/2024 (Actuals) |  | 0 | 12/31/2024 (Actuals) |  |  |  | 0
| 108 |  | Beginning Balance - DITC Adjustment |  |  |  |  | (Note F) |  | 0 | (Note F) |  |  |  | 0
| 109 |  | Beginning Balance - DITC |  |  |  |  | (Col. (H), Line 107 + Line 108) |  | 0 | (Col. (M), Line 107 + Line 108) |  |  |  | 0
| 110 |  | Estimated Ending Balance - DITC Not Subject to Proration |  |  |  |  | 12/31/2025 (Projected) |  | 0 | 12/31/2025 (Actuals) |  |  |  | 0
| 111 |  | Ending Balance - DITC Adjustment |  |  |  |  | (Note F) |  | 0 | (Note F) |  |  |  | 0
| 112 |  | Ending Balance - DITC |  |  |  |  | (Col. (H), Line 110 + Line 111) |  | 0 | (Col. (M), Line 110 + Line 111) |  |  |  | 0
| 113 |  | Average Balance as adjusted (non-prorated) |  |  |  |  | ([Col. (H), Line 109 + Line 112]/2) |  | 0 | ([Col. (M), Line 109 + Line 112]/2) |  |  |  | 0
| 114 |  | Prorated DITC |  |  |  |  | (Col. (H), Line 105 ) |  | 0 | (Col. (M), Line 105 ) |  |  |  | 0
| 115 |  | Amount for Attachment H-9A, Line 40e |  |  |  |  | (Col. (H), Line 113 + Line 114) |  | 0 | (Col. (M), Line 113 + Line 114) |  |  |  | 0
Instructions
1. For purposes of calculating transmission allocated projected activity, use Columns (F), (G), and (H) and set the "Rate Year" below to "Projected Activity". For purposes of calculating the "True-Up" adjustment, use Columns (I), (J), (K), (L), and (M) and set the "Rate Year" below to "True-Up Adjustment".
| Rate Year |  | True-up Adjustment | OK
2. For the Annual Update (Projected) filing, see Attachment 1A - ADIT Summary, Column H for inputs. For the Annual Update (True-Up) filing, See Attachment 1A - ADIT Summary, Column M for inputs.
Notes
| A | The computations on this workpaper apply the proration rules of Reg. Sec. 1.167(l)-1(h)(6) to the annual activity of accumulated deferred income taxes subject to the normalization requirements . Activity related to the portions of the account balances not subject to the proration requirement are averaged instead of prorated. For accumulated deferred income taxes subject to the normalization requirements, activity for months prior to the future portion of the test period is averaged rather than prorated. This section is used to prorate the projected ADIT balance.
| B | The balances in Accounts 190, 281, 282 and 283 are adjusted in accordance with Treasury regulation Section 1.167(l)-1(h)(6) and averaged in accordance with IRC Section 168(i)(9)(B) in the calculations of rate base in the projected revenue requirement and in the true-up adjustment. Differences attributable to over-projection of ADIT in the projected revenue requirement will result in a proportionate reversal of the projected prorated ADIT activity in the true-up adjustment to the extent of the over-projection. Differences attributable to under-projection of ADIT in the projected revenue requirement will result in an adjustment to the projected prorated ADIT activity by 50 percent of the difference between the projected monthly activity and the actual monthly activity. However, when projected monthly ADIT activity is an increase and actual monthly ADIT activity is a decrease, 50 percent of the actual monthly ADIT activity will be used. Likewise, when projected monthly ADIT activity is a decrease and actual monthly ADIT activity is an increase, 50 percent of actual monthly ADIT activity will be used. This section is used to calculate ADIT activity in the true-up adjustment only.
| C | Column J is the difference between projected monthly and actual monthly activity (Column I minus Column F). Specifically, if projected and actual activity are both positive, a negative in Column J represents over-projection (amount of projected activity that did not occur) and a positive in Column J represents under-projection (excess of actual activity over projected activity). If projected and actual activity are both negative, a negative in Column J represents under-projection (excess of actual activity over projected activity) and a positive in Column J represents over-projection (amount of projected activity that did not occur).
| D | Column K preserves proration when actual monthly and projected monthly activity are either both increases or decreases. Specifically, if Column J is over-projected, enter Column G x [Column I/Column F]. If Column J is under-projected, enter the amount from Column G and complete Column L). In other situations, enter zero.
| E | Column L applies when (1) Column J is under-projected AND (2) actual monthly and projected monthly activity are either both increases or decreases. Enter the amount from Column J. In other situations, enter zero.
| F | IRS normalization adjustment for timing when accelerated tax depreciation should affect rate base.

## 1B - ADIT EOY
Potomac Electric Power Company
Accumulated Deferred Income Taxes (ADIT)
Attachment 1B - ADIT Worksheet - End of Year
December 31, 2025 (Actuals)
|  |  |  | Gas, Production, | Only
|  |  |  | Distribution, or | Transmission | Plant | Labor
| Line | ADIT (Not Subject to Proration) | Total | Other Related | Related | Related | Related
| 1 | ADIT-190 | 1482712.7743 | 0 | 0 | 258570.9488 | 1224141.8255
| 2 | ADIT-281 | 0 | 0 | 0 | 0 | 0
| 3 | ADIT-282 | -229203648.995 | 0 | 0 | -229203648.995 | 0
| 4 | ADIT-283 | -12305282.2615 | 0 | 0 | -3900290.8085 | -8404991.453
| 5 | ADITC-255 | 0 | 0 | 0 | 0 | 0
| 6 | Subtotal - Transmission ADIT | -240026218.4822 | 0 | 0 | -232845368.8547 | -7180849.6275
| Line | Description | Total
| 7 | ADIT (Reacquired Debt) | -1233949
Note: ADIT associated with Gain or Loss on Reacquired Debt included in ADIT-283, Column A is excluded from rate base and instead included in Cost of Debt on Attachment H-9A, Line 111. A deferred tax (liability) should be reported as a positive balance and a deferred tax asset should be reported as a negative balance on Attachment H-9A, Line 111.
In filling out this attachment, a full and complete description of each item and justification for the allocation to Columns B - F and each separate ADIT item will be listed, dissimilar items with amounts exceeding $100,000 will be listed separately.
| (A) |  | (B) | (C) | (D) | (E) | (F) | (G)
|  |  |  | Gas, Production, | Only
|  |  |  | Distribution, or | Transmission | Plant | Labor
| ADIT-190 (Not Subject to Proration) |  | Total | Other Related | Related | Related | Related | Justification
| Accrued Benefits |  | 1652131 | 0 | 0 | 0 | 1652131 | ADIT relates to all functions and attributable to underlying operating and maintenance expenses that are recoverable in the transmission formula.
| Accrued Bodily Injuries |  | 1267127 | 0 | 0 | 1185377 | 81750 | ADIT relates to all functions and attributable to underlying operating and maintenance expenses that are recoverable in the transmission formula.
| Accrued Bonuses & Incentives |  | 4398372 | 0 | 0 | 0 | 4398372 | ADIT relates to all functions and attributable to underlying operating and maintenance expenses that are recoverable in the transmission formula.
| Accrued Environmental Liability |  | 15213108 | 15213108 | 0 | 0 | 0 | ADIT excluded because the underlying account(s) are not recoverable in the transmission formula.
| Accrued Liability - Legal |  | 57870 | 57870 | 0 | 0 | 0 | ADIT excluded because the underlying account(s) are not recoverable in the transmission formula.
| Accrued Liability - DC Distribution Underground |  | 0 | 0 | 0 | 0 | 0 | ADIT excluded because the underlying account(s) are not recoverable in the transmission formula.
| Accrued OPEB |  | -3411944 | 0 | 0 | 0 | -3411944 | FAS No. 106 requires accrual basis instead of cash basis accounting for post retirement health care and life insurance benefits for book purposes. These amounts are removed from rate base below.
| Accrued Other Expenses |  | 1580630 | 1580630 | 0 | 0 | 0 | ADIT excluded because the underlying account(s) are not recoverable in the transmission formula.
| Accrued Payroll Taxes - AIP |  | 334116 | 334116 | 0 | 0 | 0 | ADIT relates to all functions and attributable to underlying operating and maintenance expenses that are recoverable in the transmission formula.
| Accrued Retention |  | 0 | 0 | 0 | 0 | 0 | ADIT relates to all functions and attributable to underlying operating and maintenance expenses that are recoverable in the transmission formula.
| Accrued Severance |  | 87694 | 0 | 0 | 0 | 87694 | ADIT relates to all functions and attributable to underlying operating and maintenance expenses that are recoverable in the transmission formula.
| Accrued Vacation |  | 1010258 | 0 | 0 | 0 | 1010258 | ADIT relates to all functions and attributable to underlying operating and maintenance expenses that are recoverable in the transmission formula.
| Accrued Worker's Compensation |  | 4076211 | 0 | 0 | 0 | 4076211 | ADIT relates to all functions and attributable to underlying operating and maintenance expenses that are recoverable in the transmission formula.
| Allowance for Doubtful Accounts |  | 26490265 | 26490265 | 0 | 0 | 0 | ADIT excluded because the underlying account(s) are not recoverable in the transmission formula.
| Asset Retirement Obligation |  | 12288027 | 12288027 | 0 | 0 | 0 | ADIT excluded because the underlying account(s) are not recoverable in the transmission formula.
| Deferred Compensation |  | 338697 | 338697 | 0 | 0 | 0 | ADIT excluded because the underlying account(s) are not recoverable in the transmission formula.
| Deferred Revenue |  | 26355650 | 26355650 | 0 | 0 | 0 | ADIT excluded because the underlying account(s) are not recoverable in the transmission formula.
| Long-term Incentive Plan |  | 21198 | 0 | 0 | 0 | 21198 | ADIT relates to all functions and attributable to underlying operating and maintenance expenses that are recoverable in the transmission formula.
| Merger Commitments |  | 29082 | 29082 | 0 | 0 | 0 | ADIT excluded because the underlying account(s) are not recoverable in the transmission formula.
| Other Deferred Credits |  | 227820 | 227820 | 0 | 0 | 0 | ADIT excluded because the underlying account(s) are not recoverable in the transmission formula.
| Prepaid Taxes |  | 0 | 0 | 0 | 0 | 0 | ADIT excluded because the underlying account(s) are not recoverable in the transmission formula.
| Regulatory Liability |  | 9356515 | 9356515 | 0 | 0 | 0 | ADIT excluded because the underlying account(s) are not recoverable in the transmission formula.
| Regulatory Liability - FERC Transmission True-up |  | 0 | 0 | 0 | 0 | 0 | ADIT excluded because the underlying account(s) are not recoverable in the transmission formula.
| Sales & Use Tax Reserve |  | 285350 | 285350 | 0 | 0 | 0 | ADIT excluded because the underlying account(s) are not recoverable in the transmission formula.
| State Income Taxes |  | -1927481 | -1927481 | 0 | 0 | 0 | ADIT excluded because the underlying account(s) are not recoverable in the transmission formula.
| Capital Loss Carryforward |  | 11222 | 11222 | 0 | 0 | 0 | ADIT excluded because the underlying account(s) are not recoverable in the transmission formula.
| State Net Operating Loss Carryforward |  | 0 | 0 | 0 | 0 | 0 | The state net operating loss carry-forward, net of federal taxes, is included to the extent attributable to plant in service that is included in rate base.
| Maryland Additional Subtraction Carryforward |  | 0 | 0 | 0 | 0 | 0 | ADIT excluded because the underlying account(s) are not recoverable in the transmission formula.
| Maryland 10-309 Carryforward |  | 0 | 0 | 0 | 0 | 0 | ADIT attributable to plant in service that is included in rate base.
| Unamortized Investment Tax Credit |  | 251886 | 0 | 0 | 251886 | 0 | Pursuant to the requirements of ASC 740, accumulated deferred income taxes must encompass all timing differences regardless of whether the difference is normalized or flowed-through. These balances represent the deferred taxes of unamortized ITC. These amounts are removed from rate base below.
| Other Deferred Tax Assets |  | 163177 | 163177 | 0 | 0 | 0 | ADIT excluded because the underlying account(s) are not recoverable in the transmission formula.
| Income Tax Regulatory Liability |  | 62695976 | 62695976 | 0 | 0 | 0 | Accumulated Deferred Income Taxes attributable to income tax related regulatory assets and liabilities. This balance is excluded from rate base and removed below.
| Charitable Contribution Carryforward |  | 0 | 0 | 0 | 0 | 0 | ADIT excluded because the underlying account(s) are not recoverable in the transmission formula.
| Subtotal: ADIT-190 (Not Subject to Proration) |  | 162852957 | 153500024 | 0 | 1437263 | 7915670
| Less: ASC 740 ADIT Adjustments excluded from rate base |  | 0
| Less: ASC 740 ADIT Adjustments related to unamortized ITC |  | -251886 | 0 | 0 | -251886 | 0
| Less: ASC 740 ADIT balances related to income tax regulatory assets / (liabilities) |  | -62695976 | -62695976 | 0 | 0 | 0
| Less: OPEB related ADIT, Above if not separately removed |  | 0 | 0 | 0 | 0 | 0
| Total: ADIT-190 (Not Subject to Proration) |  | 99905095 | 90804048 | 0 | 1185377 | 7915670
| Wages & Salary Allocator | [5 empty] | 15.46%
| Gross Plant Allocator |  |  |  |  | 21.81%
| Transmission Allocator |  |  |  | 100%
| Other Allocator |  |  | 0%
| ADIT - Transmission |  | 1482712.7743 | 0 | 0 | 258570.9488 | 1224141.8255
| (A) |  | (B) | (C) | (D) | (E) | (F) | (G)
|  |  |  | Gas, Production, | Only
|  |  |  | Distribution, or | Transmission | Plant | Labor
| ADIT-190 (Subject to Proration) |  | Total | Other Related | Related | Related | Related | Justification
| Corporate Alternative Minimum Tax Credit Carry-Forward |  | 44090493 | 0 |  | 44090493 |  | Electric portion included in rate base.
| Federal Net Operating Loss Carry-Forward |  | 0 | 0 | 0 | 0 | 0 | Electric portion included in rate base.
| Subtotal: ADIT-190 (Subject to Proration) |  | 44090493 | 0 | 0 | 44090493 | 0
Less: ASC 740 ADIT Adjustments excluded from rate base
Less: ASC 740 ADIT Adjustments related to unamortized ITC
Less: ASC 740 ADIT balances related to income tax regulatory assets / (liabilities)
Less: OPEB related ADIT, Above if not separately removed
| Total: ADIT-190 (Subject to Proration) |  | 44090493 | 0 | 0 | 44090493 | 0
| Wages & Salary Allocator | [5 empty] | 15.46%
| Gross Plant Allocator |  |  |  |  | 21.81%
| Transmission Allocator |  |  |  | 100%
| Other Allocator |  |  | 0%
| ADIT - Transmission |  | 9617632.7102 | 0 | 0 | 9617632.7102 | 0
| (A) |  | (B) | (C) | (D) | (E) | (F) | (G)
|  |  |  | Gas, Production, | Only
|  |  |  | Distribution, or | Transmission | Plant | Labor
| ADIT-190 |  | Total | Other Related | Related | Related | Related | Justification
| ADIT-190 (Not Subject to Proration) |  | 162852957 | 153500024 | 0 | 1437263 | 7915670
| ADIT-190 (Subject to Proration) |  | 44090493 | 0 | 0 | 44090493 | 0
| Total - FERC Form 1, Page 234 |  | 206943450 | 153500024 | 0 | 45527756 | 7915670
Instructions for Account 190:
1. ADIT items related only to Non-Electric Operations (e.g., Gas, Water, Sewer), Production or Distribution Only are directly assigned to Column C.
2. ADIT items related only to Transmission are directly assigned to Column D.
3. ADIT items related to Plant and not in Columns C & D are included in Column E.
4. ADIT items related to labor and not in Columns C & D are included in Column F.
5. Deferred income taxes arise when items are included in taxable income in different periods than they are included in rates, therefore if the item giving rise to the ADIT is not included in the formula, the associated ADIT amount shall be excluded.
6. ADIT items subject to the proration under the "normalization" rules will be included in ADIT-190 (Subject to Proration).
| (A) |  | (B) | (C) | (D) | (E) | (F) | (G)
|  |  |  | Gas, Production, | Only
|  |  |  | Distribution, or | Transmission | Plant | Labor
| ADIT- 282 (Not Subject to Proration) |  | Total | Other Related | Related | Related | Related | Justification
| Plant Related Deferred Taxes |  | -1042050387 | 8696942 | 0 | -1050747329 | 0 | ADIT attributable to plant in service that is included in rate base.
| Contribution in Aid of Construction |  | 71637656 | 71637656 | 0 | 0 | 0 | ADIT attributable to contributions-in-aid of construction excluded from rate base.
| AFUDC Equity |  | -97148134 | -78879164 | -18268970 | 0 | 0 | Under ASC 740, deferred income taxes must be provided on all tax temporary differences, including AFUDC-Equity. Deferred income taxes on AFUDC-Equity are not recognized for Regulatory purposes and are excluded from Rate Base.
| Maryland Section 10-309 Book / Tax Timing Difference |  | -37432934 | 0 | 0 | -37432934 | 0 | Cumulative book / tax timing difference from the Maryland Section 10-309 at the recognition of Plant basis difference at the date of the enactment of the Maryland income tax for regulated utilities.
| Maryland Subtraction Modification (Section 10-309) |  | 37432934 | 0 | 0 | 37432934 | 0 | The Maryland Subtraction Modification is included to the extent attributable to plant in service that is included in rate base.
| Maryland Additional Subtraction Modification (Section 10-309) |  | 43075052 | 43075052 | 0 | 0 | 0 | Plant related basis difference not currently includible in rate base.
| Plant Deferred Taxes - Flow-through |  | -55356285 | -55356285 | 0 | 0 | 0 | Pursuant to the requirements of ASC 740, ADIT must encompass all timing differences regardless of whether the difference is normalized or flowed-through. These items are removed below.
| Subtotal: ADIT-282 (Not Subject to Proration) |  | -1079842098 | -10825799 | -18268970 | -1050747329 | 0
| Less: ASC 740 ADIT Adjustments excluded from rate base |  | -43075052 | -43075052 | 0 | 0 | 0
| Less: ASC 740 ADIT Adjustments related to AFUDC Equity |  | 97148134 | 78879164 | 18268970 | 0 | 0
| Less: ASC 740 ADIT balances related to income tax regulatory assets / (liabilities) |  | 55356285 | 55356285 | 0 | 0 | 0
| Less: OPEB related ADIT, Above if not separately removed |  | 0 | 0 | 0 | 0 | 0
| Total: ADIT-282 (Not Subject to Proration) |  | -970412731 | 80334598 | 0 | -1050747329 | 0
| Wages & Salary Allocator | [5 empty] | 15.46%
| Gross Plant Allocator |  |  |  |  | 21.81%
| Transmission Allocator |  |  |  | 100%
| Other Allocator |  |  | 0%
| ADIT - Transmission |  | -229203648.995 | 0 | 0 | -229203648.995 | 0
| (A) |  | (B) | (C) | (D) | (E) | (F) | (G)
|  |  |  | Gas, Production, | Only
|  |  |  | Distribution, or | Transmission | Plant | Labor
| ADIT-282 (Subject to Proration) |  | Total | Other Related | Related | Related | Related | Justification
| Plant Related Deferred Taxes |  | -547994811 | 0 | 0 | -547994811 | 0 | ADIT attributable to plant in service that is included in rate base.
| Subtotal: ADIT-282 (Subject to Proration) |  | -547994811 | 0 | 0 | -547994811 | 0
Less: ASC 740 ADIT Adjustments excluded from rate base
Less: ASC 740 ADIT Adjustments related to unamortized ITC
Less: ASC 740 ADIT balances related to income tax regulatory assets / (liabilities)
Less: OPEB related ADIT, Above if not separately removed
| Total: ADIT-282 (Not Subject to Proration) |  | -547994811 | 0 | 0 | -547994811 | 0
| Wages & Salary Allocator | [5 empty] | 15.46%
| Gross Plant Allocator |  |  |  |  | 21.81%
| Transmission Allocator |  |  |  | 100%
| Other Allocator |  |  | 0%
| ADIT - Transmission |  | -119536264.1855 | 0 | 0 | -119536264.1855 | 0
| (A) |  | (B) | (C) | (D) | (E) | (F) | (G)
|  |  |  | Gas, Production, | Only
|  |  |  | Distribution, or | Transmission | Plant | Labor
| ADIT-282 |  | Total | Other Related | Related | Related | Related | Justification
| ADIT-282 (Not Subject to Proration) |  | -1079842098 | -10825799 | -18268970 | -1050747329 | 0
| ADIT-282 (Subject to Proration) |  | -547994811 | 0 | 0 | -547994811 | 0
| Total - Pg. 275 (Form 1-F filer: see note 7, below) |  | -1627836909 | -10825799 | -18268970 | -1598742140 | 0
Instructions for Account 282:
1. ADIT items related only to Non-Electric Operations (e.g., Gas, Water, Sewer), Production or Distribution Only are directly assigned to Column C.
2. ADIT items related only to Transmission are directly assigned to Column D.
3. ADIT items related to Plant and not in Columns C & D are included in Column E.
4. ADIT items related to labor and not in Columns C & D are included in Column F.
5. Deferred income taxes arise when items are included in taxable income in different periods than they are included in rates, therefore if the item giving rise to the ADIT is not included in the formula, the associated ADIT amount shall be excluded.
6. ADIT items subject to the proration under the "normalization" rules will be included in ADIT-282 (Subject to Proration).
7. Re: Form 1-F filer: Sum of subtotals for Accounts 282 and 283 should tie to Form No. 1-F, p.113.57.c.
| (A) |  | (B) | (C) | (D) | (E) | (F) | (G)
|  |  |  | Gas, Production, | Only
|  |  |  | Distribution, or | Transmission | Plant | Labor
| ADIT- 283 (Not Subject to Proration) |  | Total | Other Related | Related | Related | Related | Justification
| Accrued Property Taxes |  | -11582513 | 0 | 0 | -11582513 | 0 | ADIT relates to all functions and attributable to underlying accounts that are recoverable in the transmission formula.
| Asset Retirement Obligation |  | -2377413 | -2377413 | 0 | 0 | 0 | ADIT excluded because the underlying account(s) are not recoverable in the transmission formula.
| Other Deferred Debits |  | -6297744 | 0 | 0 | -6297744 | 0 | ADIT relates to all functions and attributable to underlying accounts that are recoverable in the transmission formula.
| Pension Asset |  | -53797297 | 0 | 0 | 0 | -53797297 | Included because the pension asset is included in rate base. Related to accrual recognition of expense for book purposes & deductibility of cash fundings for tax purposes.
| Prepayments |  | -551911 | 0 | 0 | 0 | -551911 | ADIT excluded because the underlying account(s) are not recoverable in the transmission formula.
| Regulatory Asset |  | -106773887 | -106773887 | 0 | 0 | 0 | ADIT excluded because the underlying account(s) are not recoverable in the transmission formula.
| Unamortized Loss on Reacquired Debt |  | -1138813 | -1138813 | 0 | 0 | 0 | The cost of bond redemption is deductible currently for tax purposes and is amortized over the life of the new bond issue for book purposes. Excluded here since included in Cost of Debt.
| Subtotal: ADIT-283 (Not Subject to Proration) |  | -182519578 | -110290113 | 0 | -17880257 | -54349208
| Less: ASC 740 ADIT Adjustments excluded from rate base |  | 0
| Less: ASC 740 ADIT Adjustments related to unamortized ITC |  | 0
| Less: ASC 740 ADIT balances related to income tax regulatory assets / (liabilities) |  | 0
| Less: OPEB related ADIT, Above if not separately removed |  | 0
| Total: ADIT-283 (Not Subject to Proration) |  | -182519578 | -110290113 | 0 | -17880257 | -54349208
| Wages & Salary Allocator | [5 empty] | 15.46%
| Gross Plant Allocator |  |  |  |  | 21.81%
| Transmission Allocator |  |  |  | 100%
| Other Allocator |  |  | 0%
| ADIT - Transmission |  | -12305282.2615 | 0 | 0 | -3900290.8085 | -8404991.453
| (A) |  | (B) | (C) | (D) | (E) | (F) | (G)
|  |  |  | Gas, Production, | Only
|  |  |  | Distribution, or | Transmission | Plant | Labor
| ADIT- 283 (Subject to Proration) |  | Total | Other Related | Related | Related | Related | Justification
| Subtotal: ADIT-283 (Subject to Proration) |  | 0 | 0 | 0 | 0 | 0
Less: ASC 740 ADIT Adjustments excluded from rate base
Less: ASC 740 ADIT Adjustments related to unamortized ITC
Less: ASC 740 ADIT balances related to income tax regulatory assets / (liabilities)
Less: OPEB related ADIT, Above if not separately removed
| Total: ADIT-283 (Subject to Proration) |  | 0 | 0 | 0 | 0 | 0
| Wages & Salary Allocator | [5 empty] | 15.46%
| Gross Plant Allocator |  |  |  |  | 21.81%
| Transmission Allocator |  |  |  | 100%
| Other Allocator |  |  | 0%
| ADIT - Transmission |  | 0 | 0 | 0 | 0 | 0
| (A) |  | (B) | (C) | (D) | (E) | (F) | (G)
|  |  |  | Gas, Production, | Only
|  |  |  | Distribution, or | Transmission | Plant | Labor
| ADIT-283 (Subject to Proration) |  | Total | Other Related | Related | Related | Related | Justification
| ADIT-283 (Not Subject to Proration) |  | -182519578 | -110290113 | 0 | -17880257 | -54349208
| ADIT-283 (Subject to Proration) |  | 0 | 0 | 0 | 0 | 0
| Total - Pg. 277 (Form 1-F filer: see note 7, below) |  | -182519578 | -110290113 | 0 | -17880257 | -54349208
Instructions for Account 283:
1. ADIT items related only to Non-Electric Operations (e.g., Gas, Water, Sewer), Production or Distribution Only are directly assigned to Column C.
2. ADIT items related only to Transmission are directly assigned to Column D.
3. ADIT items related to Plant and not in Columns C & D are included in Column E.
4. ADIT items related to labor and not in Columns C & D are included in Column F.
5. Deferred income taxes arise when items are included in taxable income in different periods than they are included in rates, therefore if the item giving rise to the ADIT is not included in the formula, the associated ADIT amount shall be excluded.
6. ADIT items subject to the proration under the "normalization" rules will be included in ADIT-283 (Subject to Proration).
7. Re: Form 1-F filer: Sum of subtotals for Accounts 282 and 283 should tie to Form No. 1-F, p.113.57.c.
| (A) |  | (B) | (C) | (D) | (E) | (F) | (G)
|  |  |  | Gas, Production, | Only
|  |  |  | Distribution, or | Transmission | Plant | Labor
| ADITC-255 (Unamortized Investment Tax Credits) |  | Total | Other Related | Related | Related | Related | Justification
| Account No. 255 (Accum. Deferred Investment Tax Credits) |  | -914055 | 0 | 0 | -914055 | 0 | A utility that elected to use amortization of tax credits against taxable income, rather than book tax credits to Account No. 255 and reduce rate base, must reduce its income tax expense by the amount of the Amortized Investment Tax Credit (Form 1, 266.8.f) multiplied by (1/1-T). A utility must not include tax credits as a reduction to rate base and as an amortization against taxable income.
| Subtotal: ADIT-255 (Form No. 1 p. 266 & 267) |  | -914055 | 0 | 0 | -914055 | 0
| Less: Adjustment to rate base |  |  |  |  | 914055
| Total: ADIT-255 |  | -914055 | 0 | 0 | 0 | 0
| Wages & Salary Allocator | [5 empty] | 15.46%
| Gross Plant Allocator |  |  |  |  | 21.81%
| Transmission Allocator |  |  |  | 100%
| Other Allocator |  |  | 0%
| Unamortized Investment Tax Credit - Transmission |  | 0 | 0 | 0 | 0 | 0
| (A) |  | (B) | (C) | (D) | (E) | (F) | (G)
|  |  |  | Gas, Production, | Only
|  |  |  | Distribution, or | Transmission | Plant | Labor
| Investment Tax Credit Amortization |  | Total | Other Related | Related | Related | Related | Justification
| Investment Tax Credit Amortization |  | 125567 | 0 | 0 | 125567 | 0 | A utility that elected to use amortization of tax credits against taxable income, rather than book tax credits to Account No. 255 and reduce rate base, must reduce its income tax expense by the amount of the Amortized Investment Tax Credit (Form 1, 266.8.f) multiplied by (1/1-T). A utility must not include tax credits as a reduction to rate base and as an amortization against taxable income.
| Subtotal: (Form No. 1 p. 266 & 267) |  | 125567 | 0 | 0 | 125567 | 0
| Wages & Salary Allocator | [5 empty] | 15.46%
| Gross Plant Allocator |  |  |  |  | 21.81%
| Transmission Allocator |  |  |  | 100%
| Other Allocator |  |  | 0%
| Investment Tax Credit Amortization - Transmission |  | 27390.4237 | 0 | 0 | 27390.4237 | 0
END

## 1C - ADIT BOY
Potomac Electric Power Company
Accumulated Deferred Income Taxes (ADIT)
Attachment 1C - ADIT Worksheet - Beginning of Year
December 31, 2024 (Actuals)
|  |  |  | Gas, Production, | Only
|  |  |  | Distribution, or | Transmission | Plant | Labor
| Line | ADIT (Not Subject to Proration) | Total | Other Related | Related | Related | Related
| 1 | ADIT-190 | 1708109.4069 | 0 | 0 | 158998.9158 | 1549110.4911
| 2 | ADIT-281 | 0 | 0 | 0 | 0 | 0
| 3 | ADIT-282 | -202391170.0909 | 0 | 0 | -202391170.0909 | 0
| 4 | ADIT-283 | -12836898.5449 | 0 | 0 | -3073095.9561 | -9763802.5887
| 5 | ADITC-255 | 0 | 0 | 0 | 0 | 0
| 6 | Subtotal - Transmission ADIT | -213519959.2288 | 0 | 0 | -205305267.1312 | -8214692.0976
| Line | Description | Total
| 7 | ADIT (Reacquired Debt) | -1697153.875
Note: ADIT associated with Gain or Loss on Reacquired Debt included in ADIT-283, Column A is excluded from rate base and instead included in Cost of Debt on Attachment H-9A, Line 111. A deferred tax (liability) should be reported as a positive balance and a deferred tax asset should be reported as a negative balance on Attachment H-9A, Line 111.
In filling out this attachment, a full and complete description of each item and justification for the allocation to Columns B - F and each separate ADIT item will be listed, dissimilar items with amounts exceeding $100,000 will be listed separately.
| (A) |  | (B) | (C) | (D) | (E) | (F) | (G)
|  |  |  | Gas, Production, | Only
|  |  |  | Distribution, or | Transmission | Plant | Labor
| ADIT-190 (Not Subject to Proration) |  | Total | Other Related | Related | Related | Related | Justification
| Accrued Benefits |  | 2182064 | 0 | 0 | 0 | 2182064 | ADIT relates to all functions and attributable to underlying operating and maintenance expenses that are recoverable in the transmission formula.
| Accrued Bodily Injuries |  | 849978 | 0 | 0 | 758730 | 91248 | ADIT relates to all functions and attributable to underlying operating and maintenance expenses that are recoverable in the transmission formula.
| Accrued Bonuses & Incentives |  | 4967927 | 0 | 0 | 0 | 4967927 | ADIT relates to all functions and attributable to underlying operating and maintenance expenses that are recoverable in the transmission formula.
| Accrued Environmental Liability |  | 17865331 | 17865331 | 0 | 0 | 0 | ADIT excluded because the underlying account(s) are not recoverable in the transmission formula.
| Accrued Liability - Legal |  | 180498 | 180498 | 0 | 0 | 0 | ADIT excluded because the underlying account(s) are not recoverable in the transmission formula.
| Accrued Liability - DC Distribution Underground |  | 0 | 0 | 0 | 0 | 0 | ADIT excluded because the underlying account(s) are not recoverable in the transmission formula.
| Accrued OPEB |  | -2713503 | 0 | 0 | 0 | -2713503 | FAS No. 106 requires accrual basis instead of cash basis accounting for post retirement health care and life insurance benefits for book purposes. These amounts are removed from rate base below.
| Accrued Other Expenses |  | 783660 | 783660 | 0 | 0 | 0 | ADIT excluded because the underlying account(s) are not recoverable in the transmission formula.
| Accrued Payroll Taxes - AIP |  | 368022 | 0 | 0 | 0 | 368022 | ADIT relates to all functions and attributable to underlying operating and maintenance expenses that are recoverable in the transmission formula.
| Accrued Retention |  | 0 | 0 | 0 | 0 | 0 | ADIT relates to all functions and attributable to underlying operating and maintenance expenses that are recoverable in the transmission formula.
| Accrued Severance |  | 78103 | 0 | 0 | 0 | 78103 | ADIT relates to all functions and attributable to underlying operating and maintenance expenses that are recoverable in the transmission formula.
| Accrued Vacation |  | 1278049 | 1278049 | 0 | 0 | 0 | ADIT relates to all functions and attributable to underlying operating and maintenance expenses that are recoverable in the transmission formula.
| Accrued Worker's Compensation |  | 4790053 | 0 | 0 | 0 | 4790053 | ADIT relates to all functions and attributable to underlying operating and maintenance expenses that are recoverable in the transmission formula.
| Allowance for Doubtful Accounts |  | 23840531 | 23840531 | 0 | 0 | 0 | ADIT excluded because the underlying account(s) are not recoverable in the transmission formula.
| Asset Retirement Obligation |  | 13504222 | 13504222 | 0 | 0 | 0 | ADIT excluded because the underlying account(s) are not recoverable in the transmission formula.
| Deferred Compensation |  | 119863 | 119863 | 0 | 0 | 0 | ADIT excluded because the underlying account(s) are not recoverable in the transmission formula.
| Deferred Revenue |  | 27800562 | 27800562 | 0 | 0 | 0 | ADIT excluded because the underlying account(s) are not recoverable in the transmission formula.
| Long-term Incentive Plan |  | 45010 | 0 | 0 | 0 | 45010 | ADIT relates to all functions and attributable to underlying operating and maintenance expenses that are recoverable in the transmission formula.
| Merger Commitments |  | 416421 | 416421 | 0 | 0 | 0 | ADIT excluded because the underlying account(s) are not recoverable in the transmission formula.
| Other Deferred Credits |  | 211014 | 211014 | 0 | 0 | 0 | ADIT excluded because the underlying account(s) are not recoverable in the transmission formula.
| Prepaid Taxes |  | 0 | 0 | 0 | 0 | 0 | ADIT excluded because the underlying account(s) are not recoverable in the transmission formula.
| Regulatory Liability |  | 14955593 | 14955593 | 0 | 0 | 0 | ADIT excluded because the underlying account(s) are not recoverable in the transmission formula.
| Regulatory Liability - FERC Transmission True-up |  | 0 | 0 | 0 | 0 | 0 | ADIT excluded because the underlying account(s) are not recoverable in the transmission formula.
| Sales & Use Tax Reserve |  | 223263 | 223263 | 0 | 0 | 0 | ADIT excluded because the underlying account(s) are not recoverable in the transmission formula.
| State Income Taxes |  | 1054020 | 1054020 | 0 | 0 | 0 | ADIT excluded because the underlying account(s) are not recoverable in the transmission formula.
| Capital Loss Carryforward |  | 11222 | 11222 | 0 | 0 | 0 | ADIT excluded because the underlying account(s) are not recoverable in the transmission formula.
| State Net Operating Loss Carryforward |  | 0 | 0 | 0 | 0 | 0 | The state net operating loss carry-forward, net of federal taxes, is included to the extent attributable to plant in service that is included in rate base.
| Maryland Additional Subtraction Carryforward |  | 0 | 0 | 0 | 0 | 0 | ADIT excluded because the underlying account(s) are not recoverable in the transmission formula.
| Maryland 10-309 Carryforward |  | 0 | 0 | 0 | 0 | 0 | ADIT attributable to plant in service that is included in rate base.
| Unamortized Investment Tax Credit |  | 286489 | 0 | 0 | 286489 | 0 | Pursuant to the requirements of ASC 740, accumulated deferred income taxes must encompass all timing differences regardless of whether the difference is normalized or flowed-through. These balances represent the deferred taxes of unamortized ITC. These amounts are removed from rate base below.
| Other Deferred Tax Assets |  | 104227 | 104227 | 0 | 0 | 0 | ADIT excluded because the underlying account(s) are not recoverable in the transmission formula.
| Income Tax Regulatory Liability |  | 74906021 | 74906021 | 0 | 0 | 0 | Accumulated Deferred Income Taxes attributable to income tax related regulatory assets and liabilities. This balance is excluded from rate base and removed below.
| Charitable Contribution Carryforward |  | 0 | 0 | 0 | 0 | 0 | ADIT excluded because the underlying account(s) are not recoverable in the transmission formula.
| Subtotal: ADIT-190 (Not Subject to Proration) |  | 188108640 | 177254497 | 0 | 1045219 | 9808924
| Less: ASC 740 ADIT Adjustments excluded from rate base |  | 0
| Less: ASC 740 ADIT Adjustments related to unamortized ITC |  | -286489 | 0 | 0 | -286489 | 0
| Less: ASC 740 ADIT balances related to income tax regulatory assets / (liabilities) |  | -74906021 | -74906021 | 0 | 0 | 0
| Less: OPEB related ADIT, Above if not separately removed |  | 0 | 0 | 0 | 0 | 0
| Total: ADIT-190 (Not Subject to Proration) |  | 112916130 | 102348476 | 0 | 758730 | 9808924
| Wages & Salary Allocator | [5 empty] | 15.79%
| Gross Plant Allocator |  |  |  |  | 20.96%
| Transmission Allocator |  |  |  | 100%
| Other Allocator |  |  | 0%
| ADIT - Transmission |  | 1708109.4069 | 0 | 0 | 158998.9158 | 1549110.4911
| (A) |  | (B) | (C) | (D) | (E) | (F) | (G)
|  |  |  | Gas, Production, | Only
|  |  |  | Distribution, or | Transmission | Plant | Labor
| ADIT-190 (Subject to Proration) |  | Total | Other Related | Related | Related | Related | Justification
| Corporate Alternative Minimum Tax Credit Carry-Forward |  | 1527302 | 0 | 0 | 1527302 | 0 | Electric portion included in rate base.
| Federal Net Operating Loss Carry-Forward |  | 0 | 0 | 0 | 0 | 0 | Electric portion included in rate base.
| Subtotal: ADIT-190 (Subject to Proration) |  | 1527302 | 0 | 0 | 1527302 | 0
Less: ASC 740 ADIT Adjustments excluded from rate base
Less: ASC 740 ADIT Adjustments related to unamortized ITC
Less: ASC 740 ADIT balances related to income tax regulatory assets / (liabilities)
Less: OPEB related ADIT, Above if not separately removed
| Total: ADIT-190 (Subject to Proration) |  | 1527302 | 0 | 0 | 1527302 | 0
| Wages & Salary Allocator | [5 empty] | 15.79%
| Gross Plant Allocator |  |  |  |  | 20.96%
| Transmission Allocator |  |  |  | 100%
| Other Allocator |  |  | 0%
| ADIT - Transmission |  | 320060.3141 | 0 | 0 | 320060.3141 | 0
| (A) |  | (B) | (C) | (D) | (E) | (F) | (G)
|  |  |  | Gas, Production, | Only
|  |  |  | Distribution, or | Transmission | Plant | Labor
| ADIT-190 |  | Total | Other Related | Related | Related | Related | Justification
| ADIT-190 (Not Subject to Proration) |  | 188108640 | 177254497 | 0 | 1045219 | 9808924
| ADIT-190 (Subject to Proration) |  | 1527302 | 0 | 0 | 1527302 | 0
| Total - FERC Form 1, Page 234 |  | 189635942 | 177254497 | 0 | 2572521 | 9808924
Instructions for Account 190:
1. ADIT items related only to Non-Electric Operations (e.g., Gas, Water, Sewer), Production or Distribution Only are directly assigned to Column C.
2. ADIT items related only to Transmission are directly assigned to Column D.
3. ADIT items related to Plant and not in Columns C & D are included in Column E.
4. ADIT items related to labor and not in Columns C & D are included in Column F.
5. Deferred income taxes arise when items are included in taxable income in different periods than they are included in rates, therefore if the item giving rise to the ADIT is not included in the formula, the associated ADIT amount shall be excluded.
6. ADIT items subject to the proration under the "normalization" rules will be included in ADIT-190 (Subject to Proration).
| (A) |  | (B) | (C) | (D) | (E) | (F) | (G)
|  |  |  | Gas, Production, | Only
|  |  |  | Distribution, or | Transmission | Plant | Labor
| ADIT- 282 (Not Subject to Proration) |  | Total | Other Related | Related | Related | Related | Justification
| Plant Related Deferred Taxes |  | -956368415.036 | 9425922.0065 | 0 | -965794337.0425 | 0 | ADIT attributable to plant in service that is included in rate base.
| Contribution in Aid of Construction |  | 69701421.6574 | 69701421.6574 | 0 | 0 | 0 | ADIT attributable to contributions-in-aid of construction excluded from rate base.
| AFUDC Equity |  | -90665654.1939 | -73743612.0844 | -16922042.1095 | 0 | 0 | Under ASC 740, deferred income taxes must be provided on all tax temporary differences, including AFUDC-Equity. Deferred income taxes on AFUDC-Equity are not recognized for Regulatory purposes and are excluded from Rate Base.
| Maryland Section 10-309 Book / Tax Timing Difference |  | -37546004.7846 | 0 | 0 | -37546004.7846 | 0 | Cumulative book / tax timing difference from the Maryland Section 10-309 at the recognition of Plant basis difference at the date of the enactment of the Maryland income tax for regulated utilities.
| Maryland Subtraction Modification (Section 10-309) |  | 37546004.7846 | 0 | 0 | 37546004.7846 | 0 | The Maryland Subtraction Modification is included to the extent attributable to plant in service that is included in rate base.
| Maryland Additional Subtraction Modification (Section 10-309) |  | 43220661.5896 | 43220661.5896 | 0 | 0 | 0 | Plant related basis difference not currently includible in rate base.
| Plant Deferred Taxes - Flow-through |  | -56896640.9133 | -56896640.9133 | 0 | 0 | 0 | Pursuant to the requirements of ASC 740, ADIT must encompass all timing differences regardless of whether the difference is normalized or flowed-through. These items are removed below.
| Subtotal: ADIT-282 (Not Subject to Proration) |  | -991008626.8962 | -8292247.7442 | -16922042.1095 | -965794337.0425 | 0
| Less: ASC 740 ADIT Adjustments excluded from rate base |  | 13675979.3237 | 13675979.3237 | 0 | 0 | 0
| Less: ASC 740 ADIT Adjustments related to AFUDC Equity |  | 90665654.1939 | 73743612.0844 | 16922042.1095 | 0 | 0
| Less: ASC 740 ADIT balances related to income tax regulatory assets / (liabilities) |  | 0 | 0 | 0 | 0 | 0
| Less: OPEB related ADIT, Above if not separately removed |  | 0 | 0 | 0 | 0 | 0
| Total: ADIT-282 (Not Subject to Proration) |  | -886666993.3786 | 79127343.6639 | 0 | -965794337.0425 | 0
| Wages & Salary Allocator | [5 empty] | 15.79%
| Gross Plant Allocator |  |  |  |  | 20.96%
| Transmission Allocator |  |  |  | 100%
| Other Allocator |  |  | 0%
| ADIT - Transmission |  | -202391170.0909 | 0 | 0 | -202391170.0909 | 0
| (A) |  | (B) | (C) | (D) | (E) | (F) | (G)
|  |  |  | Gas, Production, | Only
|  |  |  | Distribution, or | Transmission | Plant | Labor
| ADIT-282 (Subject to Proration) |  | Total | Other Related | Related | Related | Related | Justification
| Plant Related Deferred Taxes |  | -521226441 | 0 | 0 | -521226441 | 0 | ADIT attributable to plant in service that is included in rate base.
| Subtotal: ADIT-282 (Subject to Proration) |  | -521226441 | 0 | 0 | -521226441 | 0
Less: ASC 740 ADIT Adjustments excluded from rate base
Less: ASC 740 ADIT Adjustments related to unamortized ITC
Less: ASC 740 ADIT balances related to income tax regulatory assets / (liabilities)
Less: OPEB related ADIT, Above if not separately removed
| Total: ADIT-282 (Not Subject to Proration) |  | -521226441 | 0 | 0 | -521226441 | 0
| Wages & Salary Allocator | [5 empty] | 15.79%
| Gross Plant Allocator |  |  |  |  | 20.96%
| Transmission Allocator |  |  |  | 100%
| Other Allocator |  |  | 0%
| ADIT - Transmission |  | -109227839.9554 | 0 | 0 | -109227839.9554 | 0
| (A) |  | (B) | (C) | (D) | (E) | (F) | (G)
|  |  |  | Gas, Production, | Only
|  |  |  | Distribution, or | Transmission | Plant | Labor
| ADIT-282 |  | Total | Other Related | Related | Related | Related | Justification
| ADIT-282 (Not Subject to Proration) |  | -991008626.8962 | -8292247.7442 | -16922042.1095 | -965794337.0425 | 0
| ADIT-282 (Subject to Proration) |  | -521226441 | 0 | 0 | -521226441 | 0
| Total - Pg. 275 (Form 1-F filer: see note 7, below) |  | -1512235067.8962 | -8292247.7442 | -16922042.1095 | -1487020778.0425 | 0
Instructions for Account 282:
1. ADIT items related only to Non-Electric Operations (e.g., Gas, Water, Sewer), Production or Distribution Only are directly assigned to Column C.
2. ADIT items related only to Transmission are directly assigned to Column D.
3. ADIT items related to Plant and not in Columns C & D are included in Column E.
4. ADIT items related to labor and not in Columns C & D are included in Column F.
5. Deferred income taxes arise when items are included in taxable income in different periods than they are included in rates, therefore if the item giving rise to the ADIT is not included in the formula, the associated ADIT amount shall be excluded.
6. ADIT items subject to the proration under the "normalization" rules will be included in ADIT-282 (Subject to Proration).
7. Re: Form 1-F filer: Sum of subtotals for Accounts 282 and 283 should tie to Form No. 1-F, p.113.57.c.
| (A) |  | (B) | (C) | (D) | (E) | (F) | (G)
|  |  |  | Gas, Production, | Only
|  |  |  | Distribution, or | Transmission | Plant | Labor
| ADIT- 283 (Not Subject to Proration) |  | Total | Other Related | Related | Related | Related | Justification
| Accrued Property Taxes |  | -10646403 | 0 | 0 | -10646403 | 0 | ADIT relates to all functions and attributable to underlying accounts that are recoverable in the transmission formula.
| Asset Retirement Obligation |  | -2084065 | -2084065 | 0 | 0 | 0 | ADIT excluded because the underlying account(s) are not recoverable in the transmission formula.
| Other Deferred Debits |  | -4018163 | 0 | 0 | -4018163 | 0 | ADIT relates to all functions and attributable to underlying accounts that are recoverable in the transmission formula.
| Pension Asset |  | -61373729 | 0 | 0 | 0 | -61373729 | Included because the pension asset is included in rate base. Related to accrual recognition of expense for book purposes & deductibility of cash fundings for tax purposes.
| Prepayments |  | -450394 | 0 | 0 | 0 | -450394 | ADIT excluded because the underlying account(s) are not recoverable in the transmission formula.
| Regulatory Asset |  | -105219642 | -105219642 | 0 | 0 | 0 | ADIT excluded because the underlying account(s) are not recoverable in the transmission formula.
| Unamortized Loss on Reacquired Debt |  | -1332521 | -1332521 | 0 | 0 | 0 | The cost of bond redemption is deductible currently for tax purposes and is amortized over the life of the new bond issue for book purposes. Excluded here since included in Cost of Debt.
| Subtotal: ADIT-283 (Not Subject to Proration) |  | -185124917 | -108636228 | 0 | -14664566 | -61824123
Less: ASC 740 ADIT Adjustments excluded from rate base
Less: ASC 740 ADIT Adjustments related to unamortized ITC
Less: ASC 740 ADIT balances related to income tax regulatory assets / (liabilities)
Less: OPEB related ADIT, Above if not separately removed
| Total: ADIT-283 (Not Subject to Proration) |  | -185124917 | -108636228 | 0 | -14664566 | -61824123
| Wages & Salary Allocator | [5 empty] | 15.79%
| Gross Plant Allocator |  |  |  |  | 20.96%
| Transmission Allocator |  |  |  | 100%
| Other Allocator |  |  | 0%
| ADIT - Transmission |  | -12836898.5449 | 0 | 0 | -3073095.9561 | -9763802.5887
| (A) |  | (B) | (C) | (D) | (E) | (F) | (G)
|  |  |  | Gas, Production, | Only
|  |  |  | Distribution, or | Transmission | Plant | Labor
| ADIT- 283 (Subject to Proration) |  | Total | Other Related | Related | Related | Related | Justification
| Subtotal: ADIT-283 (Subject to Proration) |  | 0 | 0 | 0 | 0 | 0
Less: ASC 740 ADIT Adjustments excluded from rate base
Less: ASC 740 ADIT Adjustments related to unamortized ITC
Less: ASC 740 ADIT balances related to income tax regulatory assets / (liabilities)
Less: OPEB related ADIT, Above if not separately removed
| Total: ADIT-283 (Subject to Proration) |  | 0 | 0 | 0 | 0 | 0
| Wages & Salary Allocator | [5 empty] | 15.79%
| Gross Plant Allocator |  |  |  |  | 20.96%
| Transmission Allocator |  |  |  | 100%
| Other Allocator |  |  | 0%
| ADIT - Transmission |  | 0 | 0 | 0 | 0 | 0
| (A) |  | (B) | (C) | (D) | (E) | (F) | (G)
|  |  |  | Gas, Production, | Only
|  |  |  | Distribution, or | Transmission | Plant | Labor
| ADIT-283 (Subject to Proration) |  | Total | Other Related | Related | Related | Related | Justification
| ADIT-283 (Not Subject to Proration) |  | -185124917 | -108636228 | 0 | -14664566 | -61824123
| ADIT-283 (Subject to Proration) |  | 0 | 0 | 0 | 0 | 0
| Total - Pg. 277 (Form 1-F filer: see note 7, below) |  | -185124917 | -108636228 | 0 | -14664566 | -61824123
Instructions for Account 283:
1. ADIT items related only to Non-Electric Operations (e.g., Gas, Water, Sewer), Production or Distribution Only are directly assigned to Column C.
2. ADIT items related only to Transmission are directly assigned to Column D.
3. ADIT items related to Plant and not in Columns C & D are included in Column E.
4. ADIT items related to labor and not in Columns C & D are included in Column F.
5. Deferred income taxes arise when items are included in taxable income in different periods than they are included in rates, therefore if the item giving rise to the ADIT is not included in the formula, the associated ADIT amount shall be excluded.
6. ADIT items subject to the proration under the "normalization" rules will be included in ADIT-283 (Subject to Proration).
7. Re: Form 1-F filer: Sum of subtotals for Accounts 282 and 283 should tie to Form No. 1-F, p.113.57.c.
| (A) |  | (B) | (C) | (D) | (E) | (F) | (G)
|  |  |  | Gas, Production, | Only
|  |  |  | Distribution, or | Transmission | Plant | Labor
| ADITC-255 (Unamortized Investment Tax Credits) |  | Total | Other Related | Related | Related | Related | Justification
| Account No. 255 (Accum. Deferred Investment Tax Credits) |  | -1039622 | 0 | 0 | -1039622 | 0 | A utility that elected to use amortization of tax credits against taxable income, rather than book tax credits to Account No. 255 and reduce rate base, must reduce its income tax expense by the amount of the Amortized Investment Tax Credit (Form 1, 266.8.f) multiplied by (1/1-T). A utility must not include tax credits as a reduction to rate base and as an amortization against taxable income.
| Subtotal: ADIT-255 (Form No. 1 p. 266 & 267) |  | -1039622 | 0 | 0 | -1039622 | 0
| Less: Adjustment to rate base |  |  |  |  | 1039622
| Total: ADIT-255 |  | -1039622 | 0 | 0 | 0 | 0
| Wages & Salary Allocator | [5 empty] | 15.79%
| Gross Plant Allocator |  |  |  |  | 20.96%
| Transmission Allocator |  |  |  | 100%
| Other Allocator |  |  | 0%
| Unamortized Investment Tax Credit - Transmission |  | 0 | 0 | 0 | 0 | 0
| (A) |  | (B) | (C) | (D) | (E) | (F) | (G)
|  |  |  | Gas, Production, | Only
|  |  |  | Distribution, or | Transmission | Plant | Labor
| Investment Tax Credit Amortization |  | Total | Other Related | Related | Related | Related | Justification
| Investment Tax Credit Amortization |  | 125567 | 0 | 0 | 125567 | 0 | A utility that elected to use amortization of tax credits against taxable income, rather than book tax credits to Account No. 255 and reduce rate base, must reduce its income tax expense by the amount of the Amortized Investment Tax Credit (Form 1, 266.8.f) multiplied by (1/1-T). A utility must not include tax credits as a reduction to rate base and as an amortization against taxable income.
| Subtotal: (Form No. 1 p. 266 & 267) |  | 125567 | 0 | 0 | 125567 | 0
| Wages & Salary Allocator | [5 empty] | 15.79%
| Gross Plant Allocator |  |  |  |  | 20.96%
| Transmission Allocator |  |  |  | 100%
| Other Allocator |  |  | 0%
| Investment Tax Credit Amortization - Transmission |  | 26313.7307 | 0 | 0 | 26313.7307 | 0
END

## 1D - EDIT Rate Base Adjustment
Potomac Electric Power Company
Deficient / (Excess) Accumulated Deferred Income Taxes - Transmission Allocated
Attachment 1D - ADIT Rate Base Adjustment
|  | Rate Year = | Actuals for the 12 Months Ended December 31, 2025
Federal Deficient / (Excess) Deferred Income Taxes
Deficient / (Excess) Accumulated Deferred Income Taxes (Account No. 190)
|  | Days in Period |  |  |  |  | Projection - Proration of Deficient / (Excess) ADIT Activity (Note A) |  |  | Actual - Proration of Deficient / (Excess) ADIT Activity (Note B)
|  | (A) | (B) | (C) | (D) | (E) | (F) | (G) | (H) | (I) | (J) | (K) | (L) | (M)
Line |  | Month | Days Per Month | Remaining Days Per Month | Total Days in Future Test Period | Proration Amount (Column C / Column D) | Projected Monthly Activity | Prorated Projected Monthly Activity (Column E x Column F) | Prorated Projected Balance (Col. G Plus Col. H, Preceding Balance) | Actual Monthly Activity | Difference Projected vs. Actual (Note C) | Preserve Proration (Actual vs Projected) (Note D) | Preserve Proration (Actual vs Projected) (Note E) | Preserved Prorated Actual Balance (Col. K + Col. L + Col. M, Preceding Balance)
1 |  | Deficient / (Excess) ADIT Subject to Proration |  |  |  |  | 12/31/2024 (Actuals) |  | 20229933.094 | 12/31/2024 (Actuals) |  |  |  | 20229933.094
2 |  | January | 31 | 0 | 214 | 50% | -55255.9483 | -27627.9742 | 20202305.1198 | -54723.6667 | 532.2816 | -27361.8333 | 0 | 20229933.094
3 |  | February | 28 | 0 | 214 | 50% | -55255.9483 | -27627.9742 | 20174677.1456 | -54723.6667 | 532.2816 | -27361.8333 | 0 | 20202571.2606
4 |  | March | 31 | 0 | 214 | 50% | -55255.9483 | -27627.9742 | 20147049.1715 | -54723.6667 | 532.2816 | -27361.8333 | 0 | 20175209.4273
5 |  | April | 30 | 0 | 214 | 50% | -55255.9483 | -27627.9742 | 20119421.1973 | -54723.6667 | 532.2816 | -27361.8333 | 0 | 20147847.594
6 |  | May | 31 | 0 | 214 | 50% | -55255.9483 | -27627.9742 | 20091793.2232 | -54723.6667 | 532.2816 | -27361.8333 | 0 | 20120485.7606
7 |  | June | 30 | 185 | 214 | 86.45% | -55255.9483 | -47767.9927 | 20044025.2305 | -54723.6667 | 532.2816 | -47307.8427 | 0 | 20073177.9179
8 |  | July | 31 | 154 | 214 | 71.96% | -55255.9483 | -39763.6263 | 20004261.6042 | -54723.6667 | 532.2816 | -39380.5826 | 0 | 20033797.3354
9 |  | August | 31 | 123 | 214 | 57.48% | -55255.9483 | -31759.26 | 19972502.3441 | -54723.6667 | 532.2816 | -31453.3224 | 0 | 20002344.013
10 |  | September | 30 | 93 | 214 | 43.46% | -55255.9483 | -24013.099 | 19948489.2451 | -54723.6667 | 532.2816 | -23781.7804 | 0 | 19978562.2326
11 |  | October | 31 | 62 | 214 | 28.97% | -55255.9483 | -16008.7327 | 19932480.5124 | -54723.6667 | 532.2816 | -15854.5202 | 0 | 19962707.7123
12 |  | November | 30 | 32 | 214 | 14.95% | -55255.9483 | -8262.5717 | 19924217.9407 | -54723.6667 | 532.2816 | -8182.9782 | 0 | 19954524.7341
13 |  | December | 31 | 1 | 214 | 0.4673% | -55255.9483 | -258.2054 | 19923959.7354 | -54723.6667 | 532.2816 | -255.7181 | 0 | 19954269.0161
14 |  | Total (Sum of Lines 2 - 13) | 365 |  |  |  | -663071.3796 | -305973.3586 |  | -656684 | 6387.3796 | -303025.9112 | 0
15 |  | Beginning Balance - Deficient / (Excess) ADIT Not Subject to Proration |  |  |  |  | 12/31/2024 (Actuals) |  | 0 | 12/31/2024 (Actuals) |  |  |  | 0
16 |  | Beginning Balance - Deficient / (Excess) ADIT Adjustment |  |  |  |  | (Note F) |  | 0 | (Note F) |  |  |  | 0
17 |  | Beginning Balance - Deficient / (Excess) ADIT |  |  |  |  | (Col. (H), Line 15 + Line 16) |  | 0 | (Col. (M), Line 15 + Line 16) |  |  |  | 0
18 |  | Ending Balance - Deficient / (Excess) ADIT Not Subject to Proration |  |  |  |  | 12/31/2025 (Projected) |  | 0 | 12/31/2025 Actuals |  |  |  | 0
19 |  | Ending Balance - Deficient / (Excess) ADIT Adjustment |  |  |  |  | (Note F) |  | 0 | (Note F) |  |  |  | 0
20 |  | Ending Balance - Deficient / (Excess) ADIT |  |  |  |  | (Col. (H), Line 18 + Line 19) |  | 0 | (Col. (M), Line 18 + Line 19) |  |  |  | 0
21 |  | Average Balance as adjusted (non-prorated) |  |  |  |  | ([Col. (H), Line 17 + Line 20]/2) |  | 0 | ([Col. (M), Line 17 + Line 20]/2) |  |  |  | 0
22 |  | Prorated Deficient / (Excess) ADIT |  |  |  |  | (Col. (H), Line 13 ) |  | 19923959.7354 | (Col. (M), Line 13 ) |  |  |  | 19954269.0161
23 |  | Deficient / (Excess) ADIT - Account 190 |  |  |  |  | (Col. (H), Line 21 + Line 22) |  | 19923959.7354 | (Col. (M), Line 21 + Line 22) |  |  |  | 19954269.0161
Deficient / (Excess) Accumulated Deferred Income Taxes - Property (Account No. 282)
|  | Days in Period |  |  |  |  | Projection - Proration of Deficient / (Excess) ADIT Activity (Note A) |  |  | Actual - Proration of Deficient / (Excess) ADIT Activity (Note B)
|  | (A) | (B) | (C) | (D) | (E) | (F) | (G) | (H) | (I) | (J) | (K) | (L) | (M)
Line |  | Month | Days Per Month | Prorated Days Per Month | Total Days Per Future Test Period | Proration Amount (Column C / Column D) | Projected Monthly Activity | Prorated Projected Monthly Activity (Column E x Column F) | Prorated Projected Balance (Col. G Plus Col. H, Preceding Balance) | Actual Monthly Activity | Difference Projected vs. Actual (Note C) | Preserve Proration (Actual vs Projected) (Note D) | Preserve Proration (Actual vs Projected) (Note E) | Preserved Prorated Actual Balance (Col. K + Col. L + Col. M, Preceding Balance)
24 |  | Deficient / (Excess) ADIT Subject to Proration |  |  |  |  | 12/31/2024 (Actuals) |  | -45941442.0828 | 12/31/2024 (Actuals) |  |  |  | -45941442.0828
25 |  | January | 31 | 0 | 214 | 50% | 135418 | 67709 | -45873733.0828 | 137843.5833 | 2425.5833 | 70134.5833 | 0 | -45871307.4994
26 |  | February | 28 | 0 | 214 | 50% | 135418 | 67709 | -45806024.0828 | 137843.5833 | 2425.5833 | 70134.5833 | 0 | -45801172.9161
27 |  | March | 31 | 0 | 214 | 50% | 135418 | 67709 | -45738315.0828 | 137843.5833 | 2425.5833 | 70134.5833 | 0 | -45731038.3328
28 |  | April | 30 | 0 | 214 | 50% | 135418 | 67709 | -45670606.0828 | 137843.5833 | 2425.5833 | 70134.5833 | 0 | -45660903.7494
29 |  | May | 31 | 0 | 214 | 50% | 135418 | 67709 | -45602897.0828 | 137843.5833 | 2425.5833 | 70134.5833 | 0 | -45590769.1661
30 |  | June | 30 | 185 | 214 | 86.45% | 135418 | 117066.9626 | -45485830.1202 | 137843.5833 | 2425.5833 | 119492.546 | 0 | -45471276.6202
31 |  | July | 31 | 154 | 214 | 71.96% | 135418 | 97450.3364 | -45388379.7837 | 137843.5833 | 2425.5833 | 99875.9198 | 0 | -45371400.7004
32 |  | August | 31 | 123 | 214 | 57.48% | 135418 | 77833.7103 | -45310546.0734 | 137843.5833 | 2425.5833 | 80259.2936 | 0 | -45291141.4068
33 |  | September | 30 | 93 | 214 | 43.46% | 135418 | 58849.8785 | -45251696.1949 | 137843.5833 | 2425.5833 | 61275.4618 | 0 | -45229865.9449
34 |  | October | 31 | 62 | 214 | 28.97% | 135418 | 39233.2523 | -45212462.9426 | 137843.5833 | 2425.5833 | 41658.8357 | 0 | -45188207.1092
35 |  | November | 30 | 32 | 214 | 14.95% | 135418 | 20249.4206 | -45192213.522 | 137843.5833 | 2425.5833 | 22675.0039 | 0 | -45165532.1054
36 |  | December | 31 | 1 | 214 | 0.4673% | 135418 | 632.7944 | -45191580.7276 | 137843.5833 | 2425.5833 | 3058.3777 | 0 | -45162473.7276
37 |  | Total (Sum of Lines 25 - 36) | 365 |  |  |  | 1625016 | 749861.3551 |  | 1654123 | 29107 | 778968.3551 | 0
38 |  | Beginning Balance - Deficient / (Excess) ADIT Not Subject to Proration |  |  |  |  | 12/31/2024 (Actuals) |  | 0 | 12/31/2024 (Actuals) |  |  |  | 0
39 |  | Beginning Balance - Deficient / (Excess) ADIT Adjustment |  |  |  |  | (Note F) |  | 0 | (Note F) |  |  |  | 0
40 |  | Beginning Balance - Deficient / (Excess) ADIT |  |  |  |  | (Col. (H), Line 38 + Line 39) |  | 0 | (Col. (M), Line 38 + Line 39) |  |  |  | 0
41 |  | Ending Balance - Deficient / (Excess) ADIT Not Subject to Proration |  |  |  |  | 12/31/2025 (Projected) |  | 0 | 12/31/2025 Actuals |  |  |  | 0
42 |  | Ending Balance - Deficient / (Excess) ADIT Adjustment |  |  |  |  | (Note F) |  | 0 | (Note F) |  |  |  | 0
43 |  | Ending Balance - Deficient / (Excess) ADIT |  |  |  |  | (Col. (H), Line 41 + Line 42) |  | 0 | (Col. (M), Line 41 + Line 42) |  |  |  | 0
44 |  | Average Balance as adjusted (non-prorated) |  |  |  |  | ([Col. (H), Line 40 + Line 43]/2) |  | 0 | ([Col. (M), Line 40 + Line 43]/2) |  |  |  | 0
45 |  | Prorated Deficient / (Excess) ADIT |  |  |  |  | (Col. (H), Line 36 ) |  | -45191580.7276 | (Col. (M), Line 36 ) |  |  |  | -45162473.7276
46 |  | Deficient / (Excess) ADIT - Account 282 |  |  |  |  | (Col. (H), Line 44 + Line 45) |  | -45191580.7276 | (Col. (M), Line 44 + Line 45) |  |  |  | -45162473.7276
Deficient / (Excess) Accumulated Deferred Income Taxes - Other (Account No. 283)
|  | Days in Period |  |  |  |  | Projection - Proration of Deficient / (Excess) ADIT Activity (Note A) |  |  | Actual - Proration of Deficient / (Excess) ADIT Activity (Note B)
|  | (A) | (B) | (C) | (D) | (E) | (F) | (G) | (H) | (I) | (J) | (K) | (L) | (M)
Line |  | Month | Days Per Month | Prorated Days Per Month | Total Days Per Future Test Period | Proration Amount (Column C / Column D) | Projected Monthly Activity | Prorated Projected Monthly Activity (Column E x Column F) | Prorated Projected Balance (Col. G Plus Col. H, Preceding Balance) | Actual Monthly Activity | Difference Projected vs. Actual (Note C) | Preserve Proration (Actual vs Projected) (Note D) | Preserve Proration (Actual vs Projected) (Note E) | Preserved Prorated Actual Balance (Col. K + Col. L + Col. M, Preceding Balance)
47 |  | ADIT Subject to Proration |  |  |  |  | 12/31/2024 (Actuals) |  | 0 | 12/31/2024 (Actuals) |  |  |  | 0
48 |  | January | 31 | 0 | 214 | 50% | 0 | 0 | 0 | 0 | 0 | 0 | 0 | 0
49 |  | February | 28 | 0 | 214 | 50% | 0 | 0 | 0 | 0 | 0 | 0 | 0 | 0
50 |  | March | 31 | 0 | 214 | 50% | 0 | 0 | 0 | 0 | 0 | 0 | 0 | 0
51 |  | April | 30 | 0 | 214 | 50% | 0 | 0 | 0 | 0 | 0 | 0 | 0 | 0
52 |  | May | 31 | 0 | 214 | 50% | 0 | 0 | 0 | 0 | 0 | 0 | 0 | 0
53 |  | June | 30 | 185 | 214 | 86.45% | 0 | 0 | 0 | 0 | 0 | 0 | 0 | 0
54 |  | July | 31 | 154 | 214 | 71.96% | 0 | 0 | 0 | 0 | 0 | 0 | 0 | 0
55 |  | August | 31 | 123 | 214 | 57.48% | 0 | 0 | 0 | 0 | 0 | 0 | 0 | 0
56 |  | September | 30 | 93 | 214 | 43.46% | 0 | 0 | 0 | 0 | 0 | 0 | 0 | 0
57 |  | October | 31 | 62 | 214 | 28.97% | 0 | 0 | 0 | 0 | 0 | 0 | 0 | 0
58 |  | November | 30 | 32 | 214 | 14.95% | 0 | 0 | 0 | 0 | 0 | 0 | 0 | 0
59 |  | December | 31 | 1 | 214 | 0.4673% | 0 | 0 | 0 | 0 | 0 | 0 | 0 | 0
60 |  | Total (Sum of Lines 48 - 59) | 365 |  |  |  | 0 | 0 |  | 0 | 0 | 0 | 0
61 |  | Beginning Balance - Deficient / (Excess) ADIT Not Subject to Proration |  |  |  |  | 12/31/2024 (Actuals) |  | 0 | 12/31/2024 (Actuals) |  |  |  | 0
62 |  | Beginning Balance - Deficient / (Excess) ADIT Adjustment |  |  |  |  | (Note F) |  | 0 | (Note F) |  |  |  | 0
63 |  | Beginning Balance - Deficient / (Excess) ADIT |  |  |  |  | (Col. (H), Line 61 + Line 62) |  | 0 | (Col. (M), Line 61 + Line 62) |  |  |  | 0
64 |  | Ending Balance - Deficient / (Excess) ADIT Not Subject to Proration |  |  |  |  | 12/31/2025 (Projected) |  | 0 | 12/31/2025 Actuals |  |  |  | 0
65 |  | Ending Balance - Deficient / (Excess) ADIT Adjustment |  |  |  |  | (Note F) |  | 0 | (Note F) |  |  |  | 0
66 |  | Ending Balance - Deficient / (Excess) ADIT |  |  |  |  | (Col. (H), Line 64 + Line 65) |  | 0 | (Col. (M), Line 64 + Line 65) |  |  |  | 0
67 |  | Average Balance as adjusted (non-prorated) |  |  |  |  | ([Col. (H), Line 63 + Line 66]/2) |  | 0 | ([Col. (M), Line 63 + Line 66]/2) |  |  |  | 0
68 |  | Prorated Deficient / (Excess) ADIT |  |  |  |  | (Col. (H), Line 59 ) |  | 0 | (Col. (M), Line 59 ) |  |  |  | 0
69 |  | Deficient / (Excess) ADIT - Account 283 |  |  |  |  | (Col. (H), Line 67 + Line 68) |  | 0 | (Col. (M), Line 67 + Line 68) |  |  |  | 0
|  | Unamortized Deficient / (Excess) ADIT - Federal (Projected) |  |  |  |  | Unamortized Deficient / (Excess) ADIT - Federal (Actual)
Line |  | (A) |  | (B) |  | (C) | (D) |  | (E) | (F)
|  | Deficient / (Excess) Deferred Income Taxes |  | Reference |  | Projected EOY Balance | Deficient / (Excess) Deferred Income Taxes |  | Reference | Projected EOY Balance
70 |  | ADIT - 190 |  | (Col. (H), Line 23) |  | 19923959.7354 | ADIT - 190 |  | (Col. (M), Line 23) | 19954269.0161
71 |  | ADIT - 282 |  | (Col. (H), Line 46) |  | -45191580.7276 | ADIT - 282 |  | (Col. (M), Line 46) | -45162473.7276
72 |  | ADIT - 283 |  | (Col. (H), Line 69) |  | 0 | ADIT - 283 |  | (Col. (M), Line 69) | 0
73 |  | Unamortized Deficient / (Excess) ADIT - Federal |  | (Entered in ATT H-9A, Line 41a) |  | -25267620.9923 | Unamortized Deficient / (Excess) ADIT - Federal |  | (Entered in ATT H-9A, Line 41a) | -25208204.7116
State Deficient / (Excess) Deferred Income Taxes
Deficient / (Excess) Accumulated Deferred Income Taxes (Account No. 190)
|  | Days in Period |  |  |  |  | Projection - Proration of Deficient / (Excess) ADIT Activity (Note A) |  |  | Actual - Proration of Deficient / (Excess) ADIT Activity (Note B)
|  | (A) | (B) | (C) | (D) | (E) | (F) | (G) | (H) | (I) | (J) | (K) | (L) | (M)
Line |  | Month | Days Per Month | Remaining Days Per Month | Total Days in Future Test Period | Proration Amount (Column C / Column D) | Projected Monthly Activity | Prorated Projected Monthly Activity (Column E x Column F) | Prorated Projected Balance (Col. G Plus Col. H, Preceding Balance) | Actual Monthly Activity | Difference Projected vs. Actual (Note C) | Preserve Proration (Actual vs Projected) (Note D) | Preserve Proration (Actual vs Projected) (Note E) | Preserved Prorated Actual Balance (Col. K + Col. L + Col. M, Preceding Balance)
74 |  | Deficient / (Excess) ADIT Subject to Proration |  |  |  |  | 12/31/2024 (Actuals) |  | 0 | 12/31/2024 (Actuals) |  |  |  | 0
75 |  | January | 31 | 0 | 214 | 50% | 0 | 0 | 0 | 0 | 0 | 0 | 0 | 0
76 |  | February | 28 | 0 | 214 | 50% | 0 | 0 | 0 | 0 | 0 | 0 | 0 | 0
77 |  | March | 31 | 0 | 214 | 50% | 0 | 0 | 0 | 0 | 0 | 0 | 0 | 0
78 |  | April | 30 | 0 | 214 | 50% | 0 | 0 | 0 | 0 | 0 | 0 | 0 | 0
79 |  | May | 31 | 0 | 214 | 50% | 0 | 0 | 0 | 0 | 0 | 0 | 0 | 0
80 |  | June | 30 | 185 | 214 | 86.45% | 0 | 0 | 0 | 0 | 0 | 0 | 0 | 0
81 |  | July | 31 | 154 | 214 | 71.96% | 0 | 0 | 0 | 0 | 0 | 0 | 0 | 0
82 |  | August | 31 | 123 | 214 | 57.48% | 0 | 0 | 0 | 0 | 0 | 0 | 0 | 0
83 |  | September | 30 | 93 | 214 | 43.46% | 0 | 0 | 0 | 0 | 0 | 0 | 0 | 0
84 |  | October | 31 | 62 | 214 | 28.97% | 0 | 0 | 0 | 0 | 0 | 0 | 0 | 0
85 |  | November | 30 | 32 | 214 | 14.95% | 0 | 0 | 0 | 0 | 0 | 0 | 0 | 0
86 |  | December | 31 | 1 | 214 | 0.4673% | 0 | 0 | 0 | 0 | 0 | 0 | 0 | 0
87 |  | Total (Sum of Lines 75 - 86) | 365 |  |  |  | 0 | 0 |  | 0 | 0 | 0 | 0
88 |  | Beginning Balance - Deficient / (Excess) ADIT Not Subject to Proration |  |  |  |  | 12/31/2024 (Actuals) |  | 0 | 12/31/2024 (Actuals) |  |  |  | 0
89 |  | Beginning Balance - Deficient / (Excess) ADIT Adjustment |  |  |  |  | (Note F) |  | 0 | (Note F) |  |  |  | 0
90 |  | Beginning Balance - Deficient / (Excess) ADIT |  |  |  |  | (Col. (H), Line 88 + Line 89) |  | 0 | (Col. (M), Line 88 + Line 89) |  |  |  | 0
91 |  | Ending Balance - Deficient / (Excess) ADIT Not Subject to Proration |  |  |  |  | 12/31/2025 (Projected) |  | 0 | 12/31/2025 Actuals |  |  |  | 0
92 |  | Ending Balance - Deficient / (Excess) ADIT Adjustment |  |  |  |  | (Note F) |  | 0 | (Note F) |  |  |  | 0
93 |  | Ending Balance - Deficient / (Excess) ADIT |  |  |  |  | (Col. (H), Line 91 + Line 92) |  | 0 | (Col. (M), Line 91 + Line 92) |  |  |  | 0
94 |  | Average Balance as adjusted (non-prorated) |  |  |  |  | ([Col. (H), Line 90 + Line 93]/2) |  | 0 | ([Col. (M), Line 90 + Line 93]/2) |  |  |  | 0
95 |  | Prorated Deficient / (Excess) ADIT |  |  |  |  | (Col. (H), Line 86 ) |  | 0 | (Col. (M), Line 86 ) |  |  |  | 0
96 |  | Deficient / (Excess) ADIT - Account 190 |  |  |  |  | (Col. (H), Line 94 + Line 95) |  | 0 | (Col. (M), Line 94 + Line 95) |  |  |  | 0
Deficient / (Excess) Accumulated Deferred Income Taxes - Property (Account No. 282)
|  | Days in Period |  |  |  |  | Projection - Proration of Deficient / (Excess) ADIT Activity (Note A) |  |  | Actual - Proration of Deficient / (Excess) ADIT Activity (Note B)
|  | (A) | (B) | (C) | (D) | (E) | (F) | (G) | (H) | (I) | (J) | (K) | (L) | (M)
Line |  | Month | Days Per Month | Prorated Days Per Month | Total Days Per Future Test Period | Proration Amount (Column C / Column D) | Projected Monthly Activity | Prorated Projected Monthly Activity (Column E x Column F) | Prorated Projected Balance (Col. G Plus Col. H, Preceding Balance) | Actual Monthly Activity | Difference Projected vs. Actual (Note C) | Preserve Proration (Actual vs Projected) (Note D) | Preserve Proration (Actual vs Projected) (Note E) | Preserved Prorated Actual Balance (Col. K + Col. L + Col. M, Preceding Balance)
97 |  | Deficient / (Excess) ADIT Subject to Proration |  |  |  |  | 12/31/2024 (Actuals) |  | 0 | 12/31/2024 (Actuals) |  |  |  | 0
98 |  | January | 31 | 0 | 214 | 50% | 0 | 0 | 0 | 0 | 0 | 0 | 0 | 0
99 |  | February | 28 | 0 | 214 | 50% | 0 | 0 | 0 | 0 | 0 | 0 | 0 | 0
100 |  | March | 31 | 0 | 214 | 50% | 0 | 0 | 0 | 0 | 0 | 0 | 0 | 0
101 |  | April | 30 | 0 | 214 | 50% | 0 | 0 | 0 | 0 | 0 | 0 | 0 | 0
102 |  | May | 31 | 0 | 214 | 50% | 0 | 0 | 0 | 0 | 0 | 0 | 0 | 0
103 |  | June | 30 | 185 | 214 | 86.45% | 0 | 0 | 0 | 0 | 0 | 0 | 0 | 0
104 |  | July | 31 | 154 | 214 | 71.96% | 0 | 0 | 0 | 0 | 0 | 0 | 0 | 0
105 |  | August | 31 | 123 | 214 | 57.48% | 0 | 0 | 0 | 0 | 0 | 0 | 0 | 0
106 |  | September | 30 | 93 | 214 | 43.46% | 0 | 0 | 0 | 0 | 0 | 0 | 0 | 0
107 |  | October | 31 | 62 | 214 | 28.97% | 0 | 0 | 0 | 0 | 0 | 0 | 0 | 0
108 |  | November | 30 | 32 | 214 | 14.95% | 0 | 0 | 0 | 0 | 0 | 0 | 0 | 0
109 |  | December | 31 | 1 | 214 | 0.4673% | 0 | 0 | 0 | 0 | 0 | 0 | 0 | 0
110 |  | Total (Sum of Lines 98 - 109) | 365 |  |  |  | 0 | 0 |  | 0 | 0 | 0 | 0
111 |  | Beginning Balance - Deficient / (Excess) ADIT Not Subject to Proration |  |  |  |  | 12/31/2024 (Actuals) |  | 0 | 12/31/2024 (Actuals) |  |  |  | 0
112 |  | Beginning Balance - Deficient / (Excess) ADIT Adjustment |  |  |  |  | (Note F) |  | 0 | (Note F) |  |  |  | 0
113 |  | Beginning Balance - Deficient / (Excess) ADIT |  |  |  |  | (Col. (H), Line 111 + Line 112) |  | 0 | (Col. (M), Line 111 + Line 112) |  |  |  | 0
114 |  | Ending Balance - Deficient / (Excess) ADIT Not Subject to Proration |  |  |  |  | 12/31/2025 (Projected) |  | 0 | 12/31/2025 Actuals |  |  |  | 0
115 |  | Ending Balance - Deficient / (Excess) ADIT Adjustment |  |  |  |  | (Note F) |  | 0 | (Note F) |  |  |  | 0
116 |  | Ending Balance - Deficient / (Excess) ADIT |  |  |  |  | (Col. (H), Line 114 + Line 115) |  | 0 | (Col. (M), Line 114 + Line 115) |  |  |  | 0
117 |  | Average Balance as adjusted (non-prorated) |  |  |  |  | ([Col. (H), Line 113 + Line 116]/2) |  | 0 | ([Col. (M), Line 113 + Line 116]/2) |  |  |  | 0
118 |  | Prorated Deficient / (Excess) ADIT |  |  |  |  | (Col. (H), Line 109 ) |  | 0 | (Col. (M), Line 109 ) |  |  |  | 0
119 |  | Deficient / (Excess) ADIT - Account 282 |  |  |  |  | (Col. (H), Line 117 + Line 118) |  | 0 | (Col. (M), Line 117 + Line 118) |  |  |  | 0
Deficient / (Excess) Accumulated Deferred Income Taxes - Other (Account No. 283)
|  | Days in Period |  |  |  |  | Projection - Proration of Deficient / (Excess) ADIT Activity (Note A) |  |  | Actual - Proration of Deficient / (Excess) ADIT Activity (Note B)
|  | (A) | (B) | (C) | (D) | (E) | (F) | (G) | (H) | (I) | (J) | (K) | (L) | (M)
Line |  | Month | Days Per Month | Prorated Days Per Month | Total Days Per Future Test Period | Proration Amount (Column C / Column D) | Projected Monthly Activity | Prorated Projected Monthly Activity (Column E x Column F) | Prorated Projected Balance (Col. G Plus Col. H, Preceding Balance) | Actual Monthly Activity | Difference Projected vs. Actual (Note C) | Preserve Proration (Actual vs Projected) (Note D) | Preserve Proration (Actual vs Projected) (Note E) | Preserved Prorated Actual Balance (Col. K + Col. L + Col. M, Preceding Balance)
120 |  | ADIT Subject to Proration |  |  |  |  | 12/31/2024 (Actuals) |  | 0 | 12/31/2024 (Actuals) |  |  |  | 0
121 |  | January | 31 | 0 | 214 | 50% | 0 | 0 | 0 | 0 | 0 | 0 | 0 | 0
122 |  | February | 29 | 0 | 214 | 50% | 0 | 0 | 0 | 0 | 0 | 0 | 0 | 0
123 |  | March | 31 | 0 | 214 | 50% | 0 | 0 | 0 | 0 | 0 | 0 | 0 | 0
124 |  | April | 30 | 0 | 214 | 50% | 0 | 0 | 0 | 0 | 0 | 0 | 0 | 0
125 |  | May | 31 | 0 | 214 | 50% | 0 | 0 | 0 | 0 | 0 | 0 | 0 | 0
126 |  | June | 30 | 185 | 214 | 86.45% | 0 | 0 | 0 | 0 | 0 | 0 | 0 | 0
127 |  | July | 31 | 154 | 214 | 71.96% | 0 | 0 | 0 | 0 | 0 | 0 | 0 | 0
128 |  | August | 31 | 123 | 214 | 57.48% | 0 | 0 | 0 | 0 | 0 | 0 | 0 | 0
129 |  | September | 30 | 93 | 214 | 43.46% | 0 | 0 | 0 | 0 | 0 | 0 | 0 | 0
130 |  | October | 31 | 62 | 214 | 28.97% | 0 | 0 | 0 | 0 | 0 | 0 | 0 | 0
131 |  | November | 30 | 32 | 214 | 14.95% | 0 | 0 | 0 | 0 | 0 | 0 | 0 | 0
132 |  | December | 31 | 1 | 214 | 0.4673% | 0 | 0 | 0 | 0 | 0 | 0 | 0 | 0
133 |  | Total (Sum of Lines 121 - 132) | 366 |  |  |  | 0 | 0 |  | 0 | 0 | 0 | 0
134 |  | Beginning Balance - Deficient / (Excess) ADIT Not Subject to Proration |  |  |  |  | 12/31/2024 (Actuals) |  | 0 | 12/31/2024 (Actuals) |  |  |  | 0
135 |  | Beginning Balance - Deficient / (Excess) ADIT Adjustment |  |  |  |  | (Note F) |  | 0 | (Note F) |  |  |  | 0
136 |  | Beginning Balance - Deficient / (Excess) ADIT |  |  |  |  | (Col. (H), Line 134 + Line 135) |  | 0 | (Col. (M), Line 134 + Line 135) |  |  |  | 0
137 |  | Ending Balance - Deficient / (Excess) ADIT Not Subject to Proration |  |  |  |  | 12/31/2025 (Projected) |  | 0 | 12/31/2025 Actuals |  |  |  | 0
138 |  | Ending Balance - Deficient / (Excess) ADIT Adjustment |  |  |  |  | (Note F) |  | 0 | (Note F) |  |  |  | 0
139 |  | Ending Balance - Deficient / (Excess) ADIT |  |  |  |  | (Col. (H), Line 137 + Line 138) |  | 0 | (Col. (M), Line 137 + Line 138) |  |  |  | 0
140 |  | Average Balance as adjusted (non-prorated) |  |  |  |  | ([Col. (H), Line 136 + Line 139]/2) |  | 0 | ([Col. (M), Line 136 + Line 139]/2) |  |  |  | 0
141 |  | Prorated Deficient / (Excess) ADIT |  |  |  |  | (Col. (H), Line 132 ) |  | 0 | (Col. (M), Line 132 ) |  |  |  | 0
142 |  | Deficient / (Excess) ADIT - Account 283 |  |  |  |  | (Col. (H), Line 140 + Line 141) |  | 0 | (Col. (M), Line 140 + Line 141) |  |  |  | 0
|  | Unamortized Deficient / (Excess) ADIT - State (Projected) |  |  |  |  | Unamortized Deficient / (Excess) ADIT - State (Actual)
Line |  | (A) |  | (B) |  | (C) | (D) |  | (E) | (F)
|  | Deficient / (Excess) Deferred Income Taxes |  | Reference |  | EOY Balance | Deficient / (Excess) Deferred Income Taxes |  | Reference | Projected EOY Balance
143 |  | ADIT - 190 |  | (Col. (H), Line 96) |  | 0 | ADIT - 190 |  | (Col. (M), Line 96) | 0
144 |  | ADIT - 282 |  | (Col. (H), Line 119) |  | 0 | ADIT - 282 |  | (Col. (M), Line 119) | 0
145 |  | ADIT - 283 |  | (Col. (H), Line 142) |  | 0 | ADIT - 283 |  | (Col. (M), Line 142) | 0
146 |  | Unamortized Deficient / (Excess) ADIT - State |  | (Entered in ATT H-9A, Line 41b) |  | 0 | Unamortized Deficient / (Excess) ADIT - State |  | (Entered in ATT H-9A, Line 41b) | 0
Instructions
1. For purposes of calculating transmission allocated projected activity, use Columns (F), (G), and (H) and set the "Rate Year" below to "Projected Activity". For purposes of calculating the "True-Up" adjustment, use Columns (I), (J), (K), (L), and (M) and set the "Rate Year" below to "True-Up Adjustment".
Rate Year |  | True-up Adjustment | OK
2. For the Annual Update (Projected) filing, see Attachment 1A - ADIT Summary, Column H for inputs. For the Annual Update (True-Up) filing, See Attachment 1A - ADIT Summary, Column M for inputs.
Notes
A | This section is used to calculate the projected deficient / (excess) ADIT balances. The computations in columns A-H of this workpaper apply the proration rules of Reg. Sec. 1.167(l)-1(h)(6) to the projected annual activity of deficient / (excess) accumulated deferred income taxes subject to the normalization requirements . Activity related to the portions of the account balances not subject to the proration requirement are averaged instead of prorated. For deficient / (excess) accumulated deferred income taxes subject to the normalization requirements, projected activity for months prior to the future portion of the test period is averaged rather than prorated.
B | This section is used to calculate the actual deficient / (excess) ADIT balances. The computations in columns A-M of this workpaper apply the proration rules of Reg. Sec. 1.167(l)-1(h)(6) and averaging in accordance with IRC Section 168(i)(9)(B) consistency requirement to the actual annual activity of deficient / (excess) accumulated deferred income taxes subject to the normalization requirements. Differences attributable to over-projection of deficient / (excess) ADIT amortization in the projected revenue requirement will result in a proportionate reversal of the projected prorated deficient / (excess) ADIT activity in the true-up adjustment to the extent of the over-projection. Differences attributable to under-projection of deficient / (excess) ADIT in the projected revenue requirement will result in an adjustment to the projected prorated ADIT activity by 50 percent of the difference between the projected monthly activity and the actual monthly activity. However, when projected monthly deficient / (excess) ADIT activity is an increase and actual monthly deficient / (excess) ADIT activity is a decrease, 50 percent of the actual monthly deficient / (excess) ADIT activity will be used. Likewise, when projected monthly deficient / (excess) ADIT activity is a decrease and actual monthly deficient / (excess) ADIT activity is an increase, 50 percent of actual monthly deficient / (excess) ADIT activity will be used. This section is used to calculate deficient / (excess) ADIT activity in the true-up adjustment only. For deficient / (excess) accumulated deferred income taxes subject to the normalization requirements, actual activity for months prior to the future portion of the test period is averaged rather than prorated.
C | Column (J) is the difference between projected monthly and actual monthly activity (Column (I) minus Column (F)). Specifically, if projected and actual activity are both positive, a negative in Column (J) represents over-projection (amount of projected activity that did not occur) and a positive in Column (J) represents under-projection (excess of actual activity over projected activity). If projected and actual activity are both negative, a negative in Column (J) represents under-projection (excess of actual activity over projected activity) and a positive in Column (J) represents over-projection (amount of projected activity that did not occur).
D | Column (K) preserves proration when actual monthly and projected monthly activity are either both increases or decreases. Specifically, if Column (J) is over-projected, enter Column (G) x [Column (I)/Column (F)]. If Column (J) is under-projected, enter the amount from Column (G) and complete Column (L)). In other situations, enter zero.
E | Column (L) applies when (1) Column (J) is under-projected AND (2) actual monthly and projected monthly activity are either both increases or decreases. Enter the amount from Column (J). In other situations, enter zero.
F | IRS normalization adjustment.

## 1E - ADIT Amortization
Potomac Electric Power Company
Deficient / (Excess) Deferred Income Taxes - Transmission Allocated
Attachment 1E - Deficient / (Excess) Deferred Income Tax Amortization Worksheet
Federal Deficient / (Excess) Deferred Income Taxes
Tax Cuts and Jobs Act of 2017
|  |  | (A) | (B) | (C) | (D) | (E) | (F) | (G) | (H)
|  | Line | Deficient / (Excess) Deferred Income Taxes | Notes | FERC Account ADIT Deficient / (Excess) Amortization | Amortization Fixed Period | December 31, 2017 | December 31, 2024 | Current Year Amortization | December 31, 2025
[7 empty] | ADIT Deficient / (Excess) | BOY Balance |  | EOY Balance
|  | 1 | Unprotected Non-Property
|  | 2 | ADIT - 190 | (Note A) | 410.1 | 4 Years | 1291072.3313 | 0 | 0 | 0
|  | 3 | ADIT - 281 | (Note A) | 411.1 | 4 Years | 0 | 0 | 0 | 0
|  | 4 | ADIT - 282 | (Note A) | 411.1 | 4 Years | 0 | 0 | 0 | 0
|  | 5 | ADIT - 283 | (Note A) | 411.1 | 4 Years | -5706709.5142 | 0 | 0 | 0
|  | 6 | Subtotal - Deficient / (Excess) ADIT |  |  |  | -4415637.1829 | 0 | 0 | 0
|  | 7 | Unprotected Property
|  | 8 | ADIT - 190 | (Note A) | 411.1 | 5 Years | 0 | 0 | 0 | 0
|  | 9 | ADIT - 281 | (Note A) | 411.1 | 5 Years | 0 | 0 | 0 | 0
|  | 10 | ADIT - 282 | (Note A) | 411.1 | 5 Years | -46126850.6472 | 0 | 0 | 0
|  | 11 | ADIT - 283 | (Note A) | 411.1 | 5 Years | 0 | 0 | 0 | 0
|  | 12 | Subtotal - Deficient / (Excess) ADIT |  |  |  | -46126850.6472 | 0 | 0 | 0
|  | 13 | Protected Property
|  | 14 | ADIT - 190 | (Note A) | 410.1 | ARAM | 20701388.9455 | 20229933.094 | -656684 | 19573249.094
|  | 15 | ADIT - 281 | (Note A) | 411.1 | ARAM | 0 | 0 | 0 | 0
|  | 16 | ADIT - 282 | (Note A) | 411.1 | ARAM | -56057633.1558 | -45941442.0828 | 1654123 | -44287319.0828
|  | 17 | ADIT - 283 | (Note A) | 411.1 | ARAM | 0 | 0 | 0 | 0
|  | 18 | Subtotal - Deficient / (Excess) ADIT |  |  |  | -35356244.2104 | -25711508.9888 | 997439 | -24714069.9888
|  | 19 | Total - Deficient / (Excess) ADIT |  |  |  | -85898732.0404 | -25711508.9888 | 997439 | -24714069.9888
Tax Reform Act of 1986
|  |  | (A) | (B) | (C) | (D) | (E) | (F) | (G) | (H)
|  | Line | Deficient / (Excess) Deferred Income Taxes | Notes | FERC Account ADIT Deficient / (Excess) Amortization | Amortization Fixed Period | December 31, 2017 | December 31, 2024 | Current Year Amortization | December 31, 2025
[7 empty] | ADIT Deficient / (Excess) | BOY Balance |  | EOY Balance
|  | 20 | Protected Property
|  | 21 | ADIT - 190 | (Note B) | 411.1 | ARAM | 0 | 0 | 0 | 0
|  | 22 | ADIT - 281 | (Note B) | 411.1 | ARAM | 0 | 0 | 0 | 0
|  | 23 | ADIT - 282 | (Note B) | 411.1 | ARAM | -958862 | 0 | 0 | 0
|  | 24 | ADIT - 283 | (Note B) | 411.1 | ARAM | 0 | 0 | 0 | 0
|  | 25 | Subtotal - Deficient / (Excess) ADIT |  |  |  | -958862 | 0 | 0 | 0
|  | 26 | Total - Deficient / (Excess) ADIT |  |  |  | -958862 | 0 | 0 | 0
Total Federal Deficient / (Excess) Deferred Income Taxes
|  |  | (A) | (B) | (C) | (D) | (E) | (F) | (G) | (H)
|  | Line | Deficient / (Excess) Deferred Income Taxes | Notes | FERC Account ADIT Deficient / (Excess) Amortization | Amortization Fixed Period | December 31, 2017 | December 31, 2024 | Current Year Amortization | December 31, 2025
[7 empty] | ADIT Deficient / (Excess) | BOY Balance |  | EOY Balance
|  | 27 | Unprotected Non-Property
|  | 28 | ADIT - 190 |  | 410.1 |  | 1291072.3313 | 0 | 0 | 0
|  | 29 | ADIT - 281 |  | 411.1 |  | 0 | 0 | 0 | 0
|  | 30 | ADIT - 282 |  | 411.1 |  | 0 | 0 | 0 | 0
|  | 31 | ADIT - 283 |  | 411.1 |  | -5706709.5142 | 0 | 0 | 0
|  | 32 | Subtotal - Deficient / (Excess) ADIT |  |  |  | -4415637.1829 | 0 | 0 | 0
|  | 33 | Unprotected Property
|  | 34 | ADIT - 190 |  | 411.1 |  | 0 | 0 | 0 | 0
|  | 35 | ADIT - 281 |  | 411.1 |  | 0 | 0 | 0 | 0
|  | 36 | ADIT - 282 |  | 411.1 |  | -46126850.6472 | 0 | 0 | 0
|  | 37 | ADIT - 283 |  | 411.1 |  | 0 | 0 | 0 | 0
|  | 38 | Subtotal - Deficient / (Excess) ADIT |  |  |  | -46126850.6472 | 0 | 0 | 0
|  | 39 | Protected Property
|  | 40 | ADIT - 190 |  | 410.1 |  | 20701388.9455 | 20229933.094 | -656684 | 19573249.094
|  | 41 | ADIT - 281 |  | 411.1 |  | 0 | 0 | 0 | 0
|  | 42 | ADIT - 282 |  | 411.1 |  | -57016495.1558 | -45941442.0828 | 1654123 | -44287319.0828
|  | 43 | ADIT - 283 |  | 411.1 |  | 0 | 0 | 0 | 0
|  | 44 | Subtotal - Deficient / (Excess) ADIT |  |  |  | -36315106.2104 | -25711508.9888 | 997439 | -24714069.9888
|  | 45 | Total - Deficient / (Excess) ADIT |  |  |  | -86857594.0404 | -25711508.9888 | 997439 | -24714069.9888
Total Federal Deficient / (Excess) Deferred Income Taxes
|  |  | (A) | (B) | (C) | (D) | (E) | (F) | (G) | (H)
|  | Line | Deficient / (Excess) Deferred Income Taxes | Notes | FERC Account ADIT Deficient / (Excess) Amortization | Amortization Fixed Period |  | December 31, 2024 | Current Year Amortization | December 31, 2025
[7 empty] | ADIT Deficient / (Excess) | BOY Balance |  | EOY Balance
|  | 46 | ADIT - 190 |  | 410.1 |  | 21992461.2768 | 20229933.094 | -656684 | 19573249.094
|  | 47 | ADIT - 281 |  | 411.1 |  | 0 | 0 | 0 | 0
|  | 48 | ADIT - 282 |  | 411.1 |  | -103143345.803 | -45941442.0828 | 1654123 | -44287319.0828
|  | 49 | ADIT - 283 |  | 411.1 |  | -5706709.5142 | 0 | 0 | 0
|  | 50 | Total - Deficient / (Excess) ADIT |  |  |  | -86857594.0404 | -25711508.9888 | 997439 | -24714069.9888
|  | 51 | Tax Gross-Up Factor | ATT H-9A, Line 132b |  |  | 1.3796 | 1.3796 | 1.3796 | 1.3796
|  | 52 | Regulatory Asset / (Liability) |  |  |  | -119832503.0738 | -35472712.7083 | 1376110.0955 | -34096602.6128
Federal Income Tax Regulatory Asset / (Liability)
|  |  | (A) | (B) | (C) | (D) | (E) | (F) | (G) | (H)
|  | Line | Regulatory Assets / (Liabilities) | Notes |  |  |  | December 31, 2024 | Current Year Amortization | December 31, 2025
[7 empty] | ADIT Deficient / (Excess) | BOY Balance |  | EOY Balance
|  | 53 | Account 182.3 (Other Regulatory Assets) |  |  |  | 0 | 0 | 0 | 0
|  | 54 | Account 254 (Other Regulatory Liabilities) |  |  |  | -119832503.0738 | -35472712.7083 | 1376110.0955 | -34096602.6128
|  | 55 | Total - Transmission Regulatory Asset / (Liability) |  |  |  | -119832503.0738 | -35472712.7083 | 1376110.0955 | -34096602.6128
State Deficient / (Excess) Deferred Income Taxes
Maryland (2018 Apportionment Weighting Change)
|  |  | (A) | (B) | (C) | (D) | (E) | (F) | (G) | (H)
|  | Line | Deficient / (Excess) Deferred Income Taxes | Notes | FERC Account ADIT Deficient / (Excess) Amortization | Amortization Fixed Period | December 31, 2017 | December 31, 2024 | Current Year Amortization | December 31, 2025
[7 empty] | ADIT Deficient / (Excess) | BOY Balance |  | EOY Balance
|  | 56 | Unprotected Non-Property
|  | 57 | ADIT - 190 | (Note C) | 410.1 | 4 Years | 132587 | 0 | 0 | 0
|  | 58 | ADIT - 281 | (Note C) | 411.1 | 4 Years | 0 | 0 | 0 | 0
|  | 59 | ADIT - 282 | (Note C) | 411.1 | 4 Years | 0 | 0 | 0 | 0
|  | 60 | ADIT - 283 | (Note C) | 411.1 | 4 Years | 0 | 0 | 0 | 0
|  | 61 | Subtotal - Deficient / (Excess) ADIT |  |  |  | 132587 | 0 | 0 | 0
|  | 62 | Unprotected Property
|  | 63 | ADIT - 190 | (Note C) | 411.1 | 5 Years | 0 | 0 | 0 | 0
|  | 64 | ADIT - 281 | (Note C) | 411.1 | 5 Years | 0 | 0 | 0 | 0
|  | 65 | ADIT - 282 | (Note C) | 410.1 | 5 Years | 1905435 | 0 | 0 | 0
|  | 66 | ADIT - 283 | (Note C) | 411.1 | 5 Years | 0 | 0 | 0 | 0
|  | 67 | Subtotal - Deficient / (Excess) ADIT |  |  |  | 1905435 | 0 | 0 | 0
|  | 68 | Protected Property
|  | 69 | ADIT - 190 | (Note C) | 410.1 | NA | 0 | 0 | 0 | 0
|  | 70 | ADIT - 281 | (Note C) | 411.1 | NA | 0 | 0 | 0 | 0
|  | 71 | ADIT - 282 | (Note C) | 411.1 | NA | 0 | 0 | 0 | 0
|  | 72 | ADIT - 283 | (Note C) | 411.1 | NA | 0 | 0 | 0 | 0
|  | 73 | Subtotal - Deficient / (Excess) ADIT |  |  |  | 0 | 0 | 0 | 0
|  | 74 | Total - Deficient / (Excess) ADIT |  |  |  | 2038022 | 0 | 0 | 0
Washington, D.C. (2018 Apportionment Weighting Change)
|  |  | (A) | (B) | (C) | (D) | (E) | (F) | (G) | (H)
|  | Line | Deficient / (Excess) Deferred Income Taxes | Notes | FERC Account ADIT Deficient / (Excess) Amortization | Amortization Fixed Period | December 31, 2017 | December 31, 2024 | Current Year Amortization | December 31, 2025
[7 empty] | ADIT Deficient / (Excess) | BOY Balance |  | EOY Balance
|  | 75 | Unprotected Non-Property
|  | 76 | ADIT - 190 | (Note D) | 410.1 | 4 Years | 22098 | 0 | 0 | 0
|  | 77 | ADIT - 281 | (Note D) | 411.1 | 4 Years | 0 | 0 | 0 | 0
|  | 78 | ADIT - 282 | (Note D) | 411.1 | 4 Years | 0 | 0 | 0 | 0
|  | 79 | ADIT - 283 | (Note D) | 411.1 | 4 Years | 0 | 0 | 0 | 0
|  | 80 | Subtotal - Deficient / (Excess) ADIT |  |  |  | 22098 | 0 | 0 | 0
|  | 81 | Unprotected Property
|  | 82 | ADIT - 190 | (Note D) | 411.1 | 5 Years | 0 | 0 | 0 | 0
|  | 83 | ADIT - 281 | (Note D) | 411.1 | 5 Years | 0 | 0 | 0 | 0
|  | 84 | ADIT - 282 | (Note D) | 410.1 | 5 Years | 497120 | 0 | 0 | 0
|  | 85 | ADIT - 283 | (Note D) | 411.1 | 5 Years | 0 | 0 | 0 | 0
|  | 86 | Subtotal - Deficient / (Excess) ADIT |  |  |  | 497120 | 0 | 0 | 0
|  | 87 | Protected Property
|  | 88 | ADIT - 190 | (Note D) | 410.1 | NA | 0 | 0 | 0 | 0
|  | 89 | ADIT - 281 | (Note D) | 411.1 | NA | 0 | 0 | 0 | 0
|  | 90 | ADIT - 282 | (Note D) | 411.1 | NA | 0 | 0 | 0 | 0
|  | 91 | ADIT - 283 | (Note D) | 411.1 | NA | 0 | 0 | 0 | 0
|  | 92 | Subtotal - Deficient / (Excess) ADIT |  |  |  | 0 | 0 | 0 | 0
|  | 93 | Total - Deficient / (Excess) ADIT |  |  |  | 519218 | 0 | 0 | 0
Washington, D.C. (2017 Corporate Rate Change)
|  |  | (A) | (B) | (C) | (D) | (E) | (F) | (G) | (H)
|  | Line | Deficient / (Excess) Deferred Income Taxes | Notes | FERC Account ADIT Deficient / (Excess) Amortization | Amortization Fixed Period | December 31, 2017 | December 31, 2024 | Current Year Amortization | December 31, 2025
[7 empty] | ADIT Deficient / (Excess) | BOY Balance |  | EOY Balance
|  | 94 | Unprotected Non-Property
|  | 95 | ADIT - 190 | (Note E) | 410.1 | 4 Years | 0 | 0 | 0 | 0
|  | 96 | ADIT - 281 | (Note E) | 411.1 | 4 Years | 0 | 0 | 0 | 0
|  | 97 | ADIT - 282 | (Note E) | 411.1 | 4 Years | 0 | 0 | 0 | 0
|  | 98 | ADIT - 283 | (Note E) | 411.1 | 4 Years | 0 | 0 | 0 | 0
|  | 99 | Subtotal - Deficient / (Excess) ADIT |  |  |  | 0 | 0 | 0 | 0
|  | 100 | Unprotected Property
|  | 101 | ADIT - 190 | (Note E) | 411.1 | 5 Years | 0 | 0 | 0 | 0
|  | 102 | ADIT - 281 | (Note E) | 411.1 | 5 Years | 0 | 0 | 0 | 0
|  | 103 | ADIT - 282 | (Note E) | 411.1 | 5 Years | -945116 | 0 | 0 | 0
|  | 104 | ADIT - 283 | (Note E) | 411.1 | 5 Years | 0 | 0 | 0 | 0
|  | 105 | Subtotal - Deficient / (Excess) ADIT |  |  |  | -945116 | 0 | 0 | 0
|  | 106 | Protected Property
|  | 107 | ADIT - 190 | (Note E) | 410.1 | NA | 0 | 0 | 0 | 0
|  | 108 | ADIT - 281 | (Note E) | 411.1 | NA | 0 | 0 | 0 | 0
|  | 109 | ADIT - 282 | (Note E) | 411.1 | NA | 0 | 0 | 0 | 0
|  | 110 | ADIT - 283 | (Note E) | 411.1 | NA | 0 | 0 | 0 | 0
|  | 111 | Subtotal - Deficient / (Excess) ADIT |  |  |  | 0 | 0 | 0 | 0
|  | 112 | Total - Deficient / (Excess) ADIT |  |  |  | -945116 | 0 | 0 | 0
Washington, D.C. (2016 Corporate Rate Change)
|  |  | (A) | (B) | (C) | (D) | (E) | (F) | (G) | (H)
|  | Line | Deficient / (Excess) Deferred Income Taxes | Notes | FERC Account ADIT Deficient / (Excess) Amortization | Amortization Fixed Period | December 31, 2017 | December 31, 2024 | Current Year Amortization | December 31, 2025
[7 empty] | ADIT Deficient / (Excess) | BOY Balance |  | EOY Balance
|  | 113 | Unprotected Non-Property
|  | 114 | ADIT - 190 | (Note F) | 410.1 | 4 Years | 56380 | 0 | 0 | 0
|  | 115 | ADIT - 281 | (Note F) | 411.1 | 4 Years | 0 | 0 | 0 | 0
|  | 116 | ADIT - 282 | (Note F) | 411.1 | 4 Years | 0 | 0 | 0 | 0
|  | 117 | ADIT - 283 | (Note F) | 411.1 | 4 Years | 0 | 0 | 0 | 0
|  | 118 | Subtotal - Deficient / (Excess) ADIT |  |  |  | 56380 | 0 | 0 | 0
|  | 119 | Unprotected Property
|  | 120 | ADIT - 190 | (Note F) | 411.1 | 5 Years | 0 | 0 | 0 | 0
|  | 121 | ADIT - 281 | (Note F) | 411.1 | 5 Years | 0 | 0 | 0 | 0
|  | 122 | ADIT - 282 | (Note F) | 411.1 | 5 Years | -630682 | 0 | 0 | 0
|  | 123 | ADIT - 283 | (Note F) | 411.1 | 5 Years | 0 | 0 | 0 | 0
|  | 124 | Subtotal - Deficient / (Excess) ADIT |  |  |  | -630682 | 0 | 0 | 0
|  | 125 | Protected Property
|  | 126 | ADIT - 190 | (Note F) | 410.1 | NA | 0 | 0 | 0 | 0
|  | 127 | ADIT - 281 | (Note F) | 411.1 | NA | 0 | 0 | 0 | 0
|  | 128 | ADIT - 282 | (Note F) | 411.1 | NA | 0 | 0 | 0 | 0
|  | 129 | ADIT - 283 | (Note F) | 411.1 | NA | 0 | 0 | 0 | 0
|  | 130 | Subtotal - Deficient / (Excess) ADIT |  |  |  | 0 | 0 | 0 | 0
|  | 131 | Total - Deficient / (Excess) ADIT |  |  |  | -574302 | 0 | 0 | 0
Washington, D.C. (2015 Corporate Rate Change)
|  |  | (A) | (B) | (C) | (D) | (E) | (F) | (G) | (H)
|  | Line | Deficient / (Excess) Deferred Income Taxes | Notes | FERC Account ADIT Deficient / (Excess) Amortization | Amortization Fixed Period | December 31, 2017 | December 31, 2024 | Current Year Amortization | December 31, 2025
[7 empty] | ADIT Deficient / (Excess) | BOY Balance |  | EOY Balance
|  | 132 | Unprotected Non-Property
|  | 133 | ADIT - 190 | (Note G) | 411.1 | 4 Years | -685034 | 0 | 0 | 0
|  | 134 | ADIT - 281 | (Note G) | 411.1 | 4 Years | 0 | 0 | 0 | 0
|  | 135 | ADIT - 282 | (Note G) | 411.1 | 4 Years | 0 | 0 | 0 | 0
|  | 136 | ADIT - 283 | (Note G) | 411.1 | 4 Years | 0 | 0 | 0 | 0
|  | 137 | Subtotal - Deficient / (Excess) ADIT |  |  |  | -685034 | 0 | 0 | 0
|  | 138 | Unprotected Property
|  | 139 | ADIT - 190 | (Note G) | 411.1 | 5 Years | 0 | 0 | 0 | 0
|  | 140 | ADIT - 281 | (Note G) | 411.1 | 5 Years | 0 | 0 | 0 | 0
|  | 141 | ADIT - 282 | (Note G) | 411.1 | 5 Years | -2817585 | 0 | 0 | 0
|  | 142 | ADIT - 283 | (Note G) | 411.1 | 5 Years | 0 | 0 | 0 | 0
|  | 143 | Subtotal - Deficient / (Excess) ADIT |  |  |  | -2817585 | 0 | 0 | 0
|  | 144 | Protected Property
|  | 145 | ADIT - 190 | (Note G) | 410.1 | NA | 0 | 0 | 0 | 0
|  | 146 | ADIT - 281 | (Note G) | 411.1 | NA | 0 | 0 | 0 | 0
|  | 147 | ADIT - 282 | (Note G) | 411.1 | NA | 0 | 0 | 0 | 0
|  | 148 | ADIT - 283 | (Note G) | 411.1 | NA | 0 | 0 | 0 | 0
|  | 149 | Subtotal - Deficient / (Excess) ADIT |  |  |  | 0 | 0 | 0 | 0
|  | 150 | Total - Deficient / (Excess) ADIT |  |  |  | -3502619 | 0 | 0 | 0
Maryland (2007 Corporate Rate Change)
|  |  | (A) | (B) | (C) | (D) | (E) | (F) | (G) | (H)
|  | Line | Deficient / (Excess) Deferred Income Taxes | Notes | FERC Account ADIT Deficient / (Excess) Amortization | Amortization Fixed Period | December 31, 2017 | December 31, 2024 | Current Year Amortization | December 31, 2025
[7 empty] | ADIT Deficient / (Excess) | BOY Balance |  | EOY Balance
|  | 151 | Unprotected Non-Property
|  | 152 | ADIT - 190 | (Note H) | 411.1 | 4 Years | 0 | 0 | 0 | 0
|  | 153 | ADIT - 281 | (Note H) | 411.1 | 4 Years | 0 | 0 | 0 | 0
|  | 154 | ADIT - 282 | (Note H) | 411.1 | 4 Years | 0 | 0 | 0 | 0
|  | 155 | ADIT - 283 | (Note H) | 411.1 | 4 Years | 0 | 0 | 0 | 0
|  | 156 | Subtotal - Deficient / (Excess) ADIT |  |  |  | 0 | 0 | 0 | 0
|  | 157 | Unprotected Property
|  | 158 | ADIT - 190 | (Note H) | 411.1 | 5 Years | 0 | 0 | 0 | 0
|  | 159 | ADIT - 281 | (Note H) | 411.1 | 5 Years | 0 | 0 | 0 | 0
|  | 160 | ADIT - 282 | (Note H) | 410.1 | 5 Years | 58414 | 0 | 0 | 0
|  | 161 | ADIT - 283 | (Note H) | 411.1 | 5 Years | 0 | 0 | 0 | 0
|  | 162 | Subtotal - Deficient / (Excess) ADIT |  |  |  | 58414 | 0 | 0 | 0
|  | 163 | Protected Property
|  | 164 | ADIT - 190 | (Note H) | 410.1 | NA | 0 | 0 | 0 | 0
|  | 165 | ADIT - 281 | (Note H) | 411.1 | NA | 0 | 0 | 0 | 0
|  | 166 | ADIT - 282 | (Note H) | 411.1 | NA | 0 | 0 | 0 | 0
|  | 167 | ADIT - 283 | (Note H) | 411.1 | NA | 0 | 0 | 0 | 0
|  | 168 | Subtotal - Deficient / (Excess) ADIT |  |  |  | 0 | 0 | 0 | 0
|  | 169 | Total - Deficient / (Excess) ADIT |  |  |  | 58414 | 0 | 0 | 0
Total State Deficient / (Excess) Deferred Income Taxes
|  |  | (A) | (B) | (C) | (D) | (E) | (F) | (G) | (H)
|  | Line | Deficient / (Excess) Deferred Income Taxes | Notes | FERC Account ADIT Deficient / (Excess) Amortization | Amortization Fixed Period | December 31, 2017 | December 31, 2024 | Current Year Amortization | December 31, 2025
[7 empty] | ADIT Deficient / (Excess) | BOY Balance |  | EOY Balance
|  | 170 | Unprotected Non-Property
|  | 171 | ADIT - 190 |  | 411.1 |  | -473969 | 0 | 0 | 0
|  | 172 | ADIT - 281 |  | 411.1 |  | 0 | 0 | 0 | 0
|  | 173 | ADIT - 282 |  | 411.1 |  | 0 | 0 | 0 | 0
|  | 174 | ADIT - 283 |  | 411.1 |  | 0 | 0 | 0 | 0
|  | 175 | Subtotal - Deficient / (Excess) ADIT |  |  |  | -473969 | 0 | 0 | 0
|  | 176 | Unprotected Property
|  | 177 | ADIT - 190 |  | 411.1 |  | 0 | 0 | 0 | 0
|  | 178 | ADIT - 281 |  | 411.1 |  | 0 | 0 | 0 | 0
|  | 179 | ADIT - 282 |  | 411.1 |  | -1932414 | 0 | 0 | 0
|  | 180 | ADIT - 283 |  | 411.1 |  | 0 | 0 | 0 | 0
|  | 181 | Subtotal - Deficient / (Excess) ADIT |  |  |  | -1932414 | 0 | 0 | 0
|  | 182 | Protected Property
|  | 183 | ADIT - 190 |  | 410.1 |  | 0 | 0 | 0 | 0
|  | 184 | ADIT - 281 |  | 411.1 |  | 0 | 0 | 0 | 0
|  | 185 | ADIT - 282 |  | 411.1 |  | 0 | 0 | 0 | 0
|  | 186 | ADIT - 283 |  | 411.1 |  | 0 | 0 | 0 | 0
|  | 187 | Subtotal - Deficient / (Excess) ADIT |  |  |  | 0 | 0 | 0 | 0
|  | 188 | Total - Deficient / (Excess) ADIT |  |  |  | -2406383 | 0 | 0 | 0
Total State Deficient / (Excess) Deferred Income Taxes
|  |  | (A) | (B) | (C) | (D) | (E) | (F) | (G) | (H)
|  | Line | Deficient / (Excess) Deferred Income Taxes | Notes | FERC Account ADIT Deficient / (Excess) Amortization | Amortization Fixed Period | December 31, 2017 | December 31, 2024 | Current Year Amortization | December 31, 2025
[7 empty] | ADIT Deficient / (Excess) | BOY Balance |  | EOY Balance
|  | 189 | ADIT - 190 |  | 410.1 |  | -473969 | 0 | 0 | 0
|  | 190 | ADIT - 281 |  | 411.1 |  | 0 | 0 | 0 | 0
|  | 191 | ADIT - 282 |  | 411.1 |  | -1932414 | 0 | 0 | 0
|  | 192 | ADIT - 283 |  | 411.1 |  | 0 | 0 | 0 | 0
|  | 193 | Total - Deficient / (Excess) ADIT |  |  |  | -2406383 | 0 | 0 | 0
|  | 194 | Tax Gross-Up Factor | ATT H-9A, Line 132b |  |  | 1.3796 | 1.3796 | 1.3796 | 1.3796
|  | 195 | Regulatory Asset / (Liability) |  |  |  | -3319950.3328 | 0 | 0 | 0
State Income Tax Regulatory Asset / (Liability)
|  |  | (A) | (B) | (C) | (D) | (E) | (F) | (G) | (H)
|  | Line | Regulatory Assets / (Liabilities) | Notes |  |  |  | December 31, 2024 |  | December 31, 2025
[7 empty] | ADIT Deficient / (Excess) | BOY Balance | Current Year Amortization | EOY Balance
|  | 196 | Account 182.3 (Other Regulatory Assets) |  |  |  | 0 | 0 | 0 | 0
|  | 197 | Account 254 (Other Regulatory Liabilities) |  |  |  | -3319950.3328 | 0 | 0 | 0
|  | 198 | Total - Transmission Regulatory Asset / (Liability) |  |  |  | -3319950.3328 | 0 | 0 | 0
Federal and State Income Tax Regulatory Asset / (Liability)
Federal and State Income Tax Regulatory Asset / (Liability) related to Excess / Deficient Deferred Income Taxes
|  |  | (A) | (B) | (C) | (D) | (E) | (F) | (G) | (H)
|  | Line | Regulatory Assets / (Liabilities) | Notes |  |  |  | December 31, 2024 |  | December 31, 2025
[7 empty] | ADIT Deficient / (Excess) | BOY Balance | Current Year Amortization | EOY Balance
|  | 199 | Account 182.3 (Other Regulatory Assets) |  |  |  | 0 | 0 | 0 | 0
|  | 200 | Account 254 (Other Regulatory Liabilities) |  |  |  | -123152453.4066 | -35472712.7083 | 1376110.0955 | -34096602.6128
|  | 201 | Total - Transmission Regulatory Asset / (Liability) |  |  |  | -123152453.4066 | -35472712.7083 | 1376110.0955 | -34096602.6128
Instructions
1. For transmission allocated deficient / (excess) deferred income taxes related to rate changes occurring after September 30, 2018, insert new amortization table that delineate the deficient and excess deferred taxes by protected property, unprotected property, and unprotected non-property by ADIT category.
2. Set the amortization period for unprotected property to 5 years and unprotected non-property to 4 years. The amortization of deficient and (excess) ADIT designated as protected will be calculated using the Average Rate Assumption Method (ARAM) or a manner that complies with the normalization requirements.
3. Update applicable formulas in the "Total Federal Deficient / (Excess) Deferred Income Taxes" and "Total State Deficient / (Excess) Deferred Income Taxes" sections to ensure appropriate inclusion of deficient / (excess) ADIT deferred income taxes related to rate changes occurring after September 30, 2018.
4. Insert note explaining the event giving rise to the deficient / (excess) ADIT including the start and end date for the amortization. The amortization ceases after the related regulatory asset / liability is drawn down to zero.
Notes
| A | Deficient and (excess) ADIT related to the Tax Cuts and Jobs Act of 2017 (TCJA) will be amortized beginning January 1, 2018 based on the prescribed amortization periods as provided in the Settlement in Docket No. ER19-5 et al. The amortization periods for unprotected property and unprotected non-property related deficient and (excess) ADIT are fixed and cannot be changed without the Commission's express approval except, balances and categorizations may be changed if required by audit adjustments, tax return amendments, or new IRS guidance. The amortization of protected property related deficient and (excess) ADIT will be calculated using the Average Rate Assumption Method (ARAM) or a manner that complies with the normalization requirements and may vary by year depending on where each underlying asset resides in its individual life cycle. The unprotected property related deficient and (excess) ADIT will be fully amortized by December 31, 2022. The unprotected non-property related excess and deficient ADIT will be fully amortized by December 31, 2021. Note - The amortization formula in Column F will change based on where Pepco resides in the amortization cycle. The current year amortization of deficient and (excess) ADIT is recorded in FERC Accounts 410.1 and 411.1.
| B | The remaining unamortized excess and deficient ADIT related to the Tax Reform Act of 1986 will be amortized using the Average Rate Assumption Method (ARAM) as provided in the Settlement in Docket No. ER19-5 et al. The current year amortization of deficient and (excess) ADIT is recorded in FERC Accounts 410.1 and 411.1.
| C | The remaining unamortized deficient and (excess) ADIT related to the Maryland 2018 "Apportionment Weighting Change" as of September 30, 2018 will be amortized beginning October 1, 2018 based on the prescribed amortization periods as provided in the Settlement in Docket No. ER19-5 et al. The amortization periods for unprotected property and unprotected non-property related deficient and (excess) ADIT are fixed and cannot be changed without the Commission's express approval except, balances and categorizations may be changed if required by audit adjustments or tax return amendments. The unprotected property related deficient and (excess) ADIT will be fully amortized by September 30, 2023. The unprotected non-property related deficient and (excess) ADIT will be fully amortized by September 30, 2022. The unamortized deficient and (excess) state related ADIT including related amortization is reported net of federal taxes. Note - The amortization formula in Column F will change based on where Pepco resides in the amortization cycle. The current year amortization of deficient and (excess) ADIT is recorded in FERC Accounts 410.1 and 411.1.
| D | The remaining unamortized deficient and (excess) ADIT related to the Washington, D.C. 2018 "Apportionment Weighting Change" as of September 30, 2018 will be amortized beginning October 1, 2018 based on the prescribed amortization periods as provided in the Settlement in Docket No. ER19-5 et al. The amortization periods for unprotected property and unprotected non-property related deficient and (excess) ADIT are fixed and cannot be changed without the Commission's express approval except, balances and categorizations may be changed if required by audit adjustments or tax return amendments. The unprotected property related deficient and (excess) ADIT will be fully amortized by September 30, 2023. The unprotected non-property related deficient and (excess) ADIT will be fully amortized by September 30, 2022. The unamortized deficient and (excess) state related ADIT including related amortization is reported net of federal taxes. Note - The amortization formula in Column F will change based on where Pepco resides in the amortization cycle. The current year amortization of deficient and (excess) ADIT is recorded in FERC Accounts 410.1 and 411.1.
| E | The remaining unamortized deficient and (excess) ADIT related to the Washington, D.C. 2017 "Corporate Rate Change" as of September 30, 2018 will be amortized beginning October 1, 2018 based on the prescribed amortization periods as provided in the Settlement in Docket No. ER19-5 et al. The amortization periods for unprotected property and unprotected non-property related deficient and (excess) ADIT are fixed and cannot be changed without the Commission's express approval except, balances and categorizations may be changed if required by audit adjustments or tax return amendments. The unprotected property related deficient and (excess) ADIT will be fully amortized by September 30, 2023. The unprotected non-property related deficient and (excess) ADIT will be fully amortized by September 30, 2022. The unamortized deficient and (excess) state related ADIT including related amortization is reported net of federal taxes. Note - The amortization formula in Column F will change based on where Pepco resides in the amortization cycle. The current year amortization of deficient and (excess) ADIT is recorded in FERC Accounts 410.1 and 411.1.
| F | The remaining unamortized deficient and (excess) ADIT related to the Washington, D.C. 2016 "Corporate Rate Change" as of September 30, 2018 will be amortized beginning October 1, 2018 based on the prescribed amortization periods as provided in the Settlement in Docket No. ER19-5 et al. The amortization periods for unprotected property and unprotected non-property related deficient and (excess) ADIT are fixed and cannot be changed without the Commission's express approval except, balances and categorizations may be changed if required by audit adjustments or tax return amendments. The unprotected property related deficient and (excess) ADIT will be fully amortized by September 30, 2023. The unprotected non-property related deficient and (excess) ADIT will be fully amortized by September 30, 2022. Note - The amortization formula in Column F will change based on where Pepco resides in the amortization cycle. The current year amortization of deficient and (excess) ADIT is recorded in FERC Accounts 410.1 and 411.1.
| G | The remaining unamortized deficient and (excess) ADIT related to the Washington, D.C. 2015 "Corporate Rate Change" as of September 30, 2018 will be amortized beginning October 1, 2018 based on the prescribed amortization periods as provided in the Settlement in Docket No. ER19-5 et al. The amortization periods for unprotected property and unprotected non-property related deficient and (excess) ADIT are fixed and cannot be changed without the Commission's express approval except, balances and categorizations may be changed if required by audit adjustments or tax return amendments. The unprotected property related deficient and (excess) ADIT will be fully amortized by September 30, 2023. The unprotected non-property related deficient and (excess) ADIT will be fully amortized by September 30, 2022. The unamortized deficient and (excess) state related ADIT including related amortization is reported net of federal taxes. Note - The amortization formula in Column F will change based on where Pepco resides in the amortization cycle. The current year amortization of deficient and (excess) ADIT is recorded in FERC Accounts 410.1 and 411.1.
| H | The remaining unamortized deficient and (excess) ADIT related to the Maryland 2007 "Corporate Rate Change" as of September 30, 2018 will be amortized beginning October 1, 2018 based on the prescribed amortization periods as provided in the Settlement in Docket No. ER19-5 et al. The amortization periods for unprotected property and unprotected non-property related deficient and (excess) ADIT are fixed and cannot be changed without the Commission's express approval except, balances and categorizations may be changed if required by audit adjustments or tax return amendments. The unprotected property related deficient and (excess) ADIT will be fully amortized by September 30, 2023. The unprotected non-property related deficient and (excess) ADIT will be fully amortized by September 30, 2022. The unamortized deficient and (excess) state related ADIT including related amortization is reported net of federal taxes. Note - The amortization formula in Column F will change based on where Pepco resides in the amortization cycle. The current year amortization deficient and (excess) ADIT is recorded in FERC Accounts 410.1 and 411.1.
END

## 1F - ADIT Remeasurement
Potomac Electric Power Company
Accumulated Deferred Income Taxes Remeasurement
Attachment 1F - Deficient / (Excess) Deferred Income Taxes Worksheet
Tax Cuts and Jobs Act of 2017
[5 empty] | ADIT - Pre Rate Change (December 31, 2017) |  |  |  |  | ADIT - Post Rate Change (December 31, 2017) |  |  |  |  | Deficient / (Excess) Deferred Income Taxes (December 31, 2017)
| Line | Detailed Description | Description | Category | Federal Gross Timing Difference | Federal ADIT @ 35% | State ADIT | FIT on SIT | Total ADIT | Federal Gross Timing Difference | Federal ADIT @ 21% | State ADIT | FIT on SIT | Total ADIT | Rate Change Deferred Tax Impact | Non-Recoverable | Income Tax Regulatory Asset / Liability Deferred Taxes | Total Deficient / (Excess) ADIT Balance | Jurisdiction Allocator | Electric Transmission | Allocator (Note B) | Transmission Allocated Deficient / (Excess) ADIT Balance | FERC Account
|  | (A) | (B) | (C) | (D) | (E) = (D) * 35% | (F) | (G) = (F) * 35% | (H) = (E) + (F) + (G) | (I) | (J) = (I) * 21% | (K) | (L) = (K) * 21% | (M) = (J) + (K) + (L) | (N) = (H) - (M) | (O) | (P) | (Q) = (N) - (O) - (P) | (R) | (S) | (T) | (U) = (Q) * (T) | (V)
FERC Account 190 - Non-Current (Note A)
| 1 | Accrued Payroll Taxes - Manual | Accrued Liabilities | Unprotected Non-Property | 528972.3 | 185140.305 | 40201.8948 | -14070.6632 | 211271.5366 | 528972.3 | 111084.183 | 40201.8948 | -8442.3979 | 142843.6799 | 68427.8567 | 0 | 0 | 68427.8567 | Labor | Yes | 10.09% | 6904.3707 | 190
| 2 | Other Current Liabilities - General | Accrued Liabilities | Unprotected Non-Property | 27544340.36 | 9640519.126 | 2093369.8674 | -732679.4536 | 11001209.5398 | 27544340.36 | 5784311.4756 | 2093369.8674 | -439607.6721 | 7438073.6708 | 3563135.869 | 0 | 0 | 3563135.869 | 100% DC | No | 0% | 0 | 190
| 3 | Accrued Liab-Required Health Claims Reserve | Accrued Liabilities | Unprotected Non-Property | 1324004.84 | 463401.694 | 100624.3678 | -35218.5287 | 528807.5331 | 1324004.84 | 278041.0164 | 100624.3678 | -21131.1172 | 357534.267 | 171273.2661 | 0 | 0 | 171273.2661 | Labor | Yes | 10.09% | 17281.4725 | 190
| 4 | Accrued Liab-General Liability | Accrued Liabilities | Unprotected Non-Property | 1904937.14 | 666727.999 | 144775.2226 | -50671.3279 | 760831.8937 | 1904937.14 | 400036.7994 | 144775.2226 | -30402.7968 | 514409.2253 | 246422.6684 | 0 | 0 | 246422.6684 | Labor | Yes | 10.09% | 24864.0472 | 190
| 5 | Accrued Liab-Auto Liability | Accrued Liabilities | Unprotected Non-Property | 301988.01 | 105695.8035 | 22951.0888 | -8032.8811 | 120614.0112 | 301988.01 | 63417.4821 | 22951.0888 | -4819.7286 | 81548.8422 | 39065.169 | 0 | 0 | 39065.169 | Labor | Yes | 10.09% | 3941.6755 | 190
| 6 | Accrued Liabilities - Workers Comp - Long-term | Accrued Liabilities | Unprotected Non-Property | 54355782 | 19024523.7 | 4131039.432 | -1445863.8012 | 21709699.3308 | 54355782 | 11414714.22 | 4131039.432 | -867518.2807 | 14678235.3713 | 7031463.9595 | 0 | 0 | 7031463.9595 | Labor | Yes | 10.09% | 709474.7135 | 190
| 7 | Accrued Liabilities - Disability - Long-term | Accrued Liabilities | Unprotected Non-Property | 4248708.8 | 1487048.08 | 322901.8688 | -113015.6541 | 1696934.2947 | 4248708.8 | 892228.848 | 322901.8688 | -67809.3924 | 1147321.3244 | 549612.9704 | 0 | 0 | 549612.9704 | Labor | Yes | 10.09% | 55455.9487 | 190
| 8 | Accrued Liab-LTIP | Accrued Liabilities | Unprotected Non-Property | 473539.69 | 165738.8915 | 35989.0164 | -12596.1558 | 189131.7522 | 473539.69 | 99443.3349 | 35989.0164 | -7557.6935 | 127874.6579 | 61257.0943 | 0 | 0 | 61257.0943 | Labor | Yes | 10.09% | 6180.8408 | 190
| 9 | Accrued Liability - PHI Incentive Plan | Accrued Liabilities | Unprotected Non-Property | 7429388.8 | 2600286.08 | 564633.5488 | -197621.7421 | 2967297.8867 | 7429388.8 | 1560171.648 | 564633.5488 | -118573.0452 | 2006232.1516 | 961065.7352 | 0 | 0 | 961065.7352 | Labor | Yes | 10.09% | 96971.5327 | 190
| 10 | Accrued Liab-Retentions | Accrued Liabilities | Unprotected Non-Property | 20000 | 7000 | 1520 | -532 | 7988 | 20000 | 4200 | 1520 | -319.2 | 5400.8 | 2587.2 | 0 | 0 | 2587.2 | Labor | Yes | 10.09% | 261.0485 | 190
| 11 | Accrued Severance | Accrued Liabilities | Unprotected Non-Property | 173807.03 | 60832.4605 | 13209.3343 | -4623.267 | 69418.5278 | 173807.03 | 36499.4763 | 13209.3343 | -2773.9602 | 46934.8504 | 22483.6774 | 0 | 0 | 22483.6774 | Labor | Yes | 10.09% | 2268.603 | 190
| 12 | Accrued Liab-SERP | Accrued Liabilities | Unprotected Non-Property | 3934816.74 | 1377185.859 | 299046.0722 | -104666.1253 | 1571565.806 | 3934816.74 | 826311.5154 | 299046.0722 | -62799.6752 | 1062557.9125 | 509007.8935 | 457648.997 | 0 | 51358.8965 | 100% Transmission | Yes | 100% | 51358.8965 | 190
| 13 | Accrued Liab-Sick Pay Carryover | Accrued Liabilities | Unprotected Non-Property | 7680550.75 | 2688192.7625 | 583721.857 | -204302.6499 | 3067611.9695 | 7680550.75 | 1612915.6575 | 583721.857 | -122581.59 | 2074055.9245 | 993556.045 | 0 | 0 | 993556.045 | Labor | Yes | 10.09% | 100249.8049 | 190
| 14 | Accrued Liab-Vacation | Accrued Liabilities | Unprotected Non-Property | 7227360.49 | 2529576.1715 | 549279.3972 | -192247.789 | 2886607.7797 | 7227360.49 | 1517745.7029 | 549279.3972 | -115348.6734 | 1951676.4267 | 934931.353 | 0 | 0 | 934931.353 | Labor | Yes | 10.09% | 94334.5735 | 190
| 15 | Deferred Credits-General | Accrued Liabilities | Unprotected Non-Property | 355346.44 | 124371.254 | 27006.3294 | -9452.2153 | 141925.3681 | 355346.44 | 74622.7524 | 27006.3294 | -5671.3292 | 95957.7527 | 45967.6155 | 0 | 0 | 45967.6155 | Labor | Yes | 10.09% | 4638.1324 | 190
| 16 | Deferred Credits-General (Merger Commitments) | Accrued Liabilities | Unprotected Non-Property | 13909345 | 4868270.75 | 1057110.22 | -369988.577 | 5555392.393 | 13909345 | 2920962.45 | 1057110.22 | -221993.1462 | 3756079.5238 | 1799312.8692 | 1799312.8692 | 0 | -4.6566e-10 | Labor | No | 0% | 0 | 190
| 17 | Deferred Credits-General (DC PLUG) | Accrued Liabilities | Unprotected Non-Property | 160000000 | 56000000 | 12160000 | -4256000 | 63904000 | 160000000 | 33600000 | 12160000 | -2553600 | 43206400 | 20697600 | 0 | 0 | 20697600 | 100% DC | No | 0% | 0 | 190
| 18 | Accrued Liability - LTIP - Non-Current | Accrued Liabilities | Unprotected Non-Property | 76247.2 | 26686.52 | 5794.7872 | -2028.1755 | 30453.1317 | 76247.2 | 16011.912 | 5794.7872 | -1216.9053 | 20589.7939 | 9863.3378 | 0 | 0 | 9863.3378 | Labor | Yes | 10.09% | 995.2108 | 190
| 19 | Payroll Taxes 481(a) | Accrued Liabilities | Unprotected Non-Property | -285855 | -100049.25 | -21724.98 | 7603.743 | -114170.487 | -285855 | -60029.55 | -21724.98 | 4562.2458 | -77192.2842 | -36978.2028 | 0 | 0 | -36978.2028 | Labor | Yes | 10.09% | -3731.1007 | 190
| 20 | Provision for Uncollectible Accounts-Spec Billing | Allowance for Doubtful Accounts | Unprotected Non-Property | 885155.41 | 309804.3935 | 67271.8112 | -23545.1339 | 353531.0708 | 885155.41 | 185882.6361 | 67271.8112 | -14127.0803 | 239027.3669 | 114503.7038 | 114503.7038 | 0 | 0 | Labor | No | 0% | 0 | 190
| 21 | Provision for Uncollectible Accounts - MD | Allowance for Doubtful Accounts | Unprotected Non-Property | 8806289.78 | 3082201.423 | 669278.0233 | -234247.3081 | 3517232.1381 | 8806289.78 | 1849320.8538 | 669278.0233 | -140548.3849 | 2378050.4922 | 1139181.6459 | 0 | 0 | 1139181.6459 | 100% MD | No | 0% | 0 | 190
| 22 | Provision for Uncollectible Accounts - DC Retail | Allowance for Doubtful Accounts | Unprotected Non-Property | 7074536.33 | 2476087.7155 | 537664.7611 | -188182.6664 | 2825569.8102 | 7074536.33 | 1485652.6293 | 537664.7611 | -112909.5998 | 1910407.7906 | 915162.0196 | 0 | 0 | 915162.0196 | 100% DC | No | 0% | 0 | 190
| 23 | Provision for Uncollectible POR - Pepco DC | Allowance for Doubtful Accounts | Unprotected Non-Property | 2516575.08 | 880801.278 | 191259.7061 | -66940.8971 | 1005120.087 | 2516575.08 | 528480.7668 | 191259.7061 | -40164.5383 | 679575.9346 | 325544.1523 | 0 | 0 | 325544.1523 | 100% DC | No | 0% | 0 | 190
| 24 | Provision for Uncollectible POR - Pepco MD | Allowance for Doubtful Accounts | Unprotected Non-Property | 2209792.43 | 773427.3505 | 167944.2247 | -58780.4786 | 882591.0965 | 2209792.43 | 464056.4103 | 167944.2247 | -35268.2872 | 596732.3478 | 285858.7487 | 0 | 0 | 285858.7487 | 100% MD | No | 0% | 0 | 190
| 25 | Maryland Capital Loss Carryforward | Capital Loss Limitation | Unprotected Non-Property | 0 | 0 | 12533.445 | -4386.7057 | 8146.7393 | 0 | 0 | 12533.445 | -2632.0234 | 9901.4215 | -1754.6823 | -1754.6823 | 0 | 0 | Labor | No | 0% | 0 | 190
| 26 | DC Capital Loss Carryforward | Capital Loss Limitation | Unprotected Non-Property | 0 | 0 | 8634.151 | -3021.9528 | 5612.1982 | 0 | 0 | 8634.151 | -1813.1717 | 6820.9793 | -1208.7811 | -1208.7811 | 0 | 0 | Labor | No | 0% | 0 | 190
| 27 | Federal Charitable Contribution Carryforward | Charitable Contribution Carryforward | Unprotected Non-Property | 12748541 | 4461989.35 | 0 | 0 | 4461989.35 | 12748541 | 2677193.61 | 0 | 0 | 2677193.61 | 1784795.74 | 1784795.74 | 0 | 0 | Labor | No | 0% | 0 | 190
| 28 | Maryland Charitable Contribution Carryforward | Charitable Contribution Carryforward | Unprotected Non-Property | 0 | 0 | 626544.945 | -219290.7307 | 407254.2142 | 0 | 0 | 626544.945 | -131574.4384 | 494970.5065 | -87716.2923 | -87716.2923 | 0 | 0 | Labor | No | 0% | 0 | 190
| 29 | DC Charitable Contribution Carryforward | Charitable Contribution Carryforward | Unprotected Non-Property | 0 | 0 | 438135.183 | -153347.314 | 284787.869 | 0 | 0 | 438135.183 | -92008.3884 | 346126.7946 | -61338.9256 | -61338.9256 | 0 | 0 | Labor | No | 0% | 0 | 190
| 30 | Acc Liab - Deferred Comp LT -Old Plans | Deferred Compensation | Unprotected Non-Property | 3175708 | 1111497.8 | 241353.808 | -84473.8328 | 1268377.7752 | 3175708 | 666898.68 | 241353.808 | -50684.2997 | 857568.1883 | 410809.5869 | 0 | 0 | 410809.5869 | Labor | Yes | 10.09% | 41450.6873 | 190
| 31 | Acc Liab - Deferred Comp LT - Active Plans | Deferred Compensation | Unprotected Non-Property | 771973.91 | 270190.8685 | 58670.0172 | -20534.506 | 308326.3797 | 771973.91 | 162114.5211 | 58670.0172 | -12320.7036 | 208463.8347 | 99862.545 | 0 | 0 | 99862.545 | Labor | Yes | 10.09% | 10076.1308 | 190
| 32 | Other Special Funds-Deferred Comp | Deferred Compensation | Unprotected Non-Property | -22102 | -7735.7 | -1679.752 | 587.9132 | -8827.5388 | -22102 | -4641.42 | -1679.752 | 352.7479 | -5968.4241 | -2859.1147 | -2859.1147 | 0 | 1.819e-12 | Labor | No | 0% | 0 | 190
| 33 | Accrued Liab-Environmental Site Exp - Long-Term | Environmental Expense | Unprotected Non-Property | 26684952.21 | 9339733.2735 | 2028056.368 | -709819.7288 | 10657969.9127 | 26684952.21 | 5603839.9641 | 2028056.368 | -425891.8373 | 7206004.4948 | 3451965.4179 | 0 | 0 | 3451965.4179 | Labor | No | 0% | 0 | 190
| 34 | Accrued Liab-OPEB | FAS 106 OPEB Adjustment | Unprotected Non-Property | 36501921.7 | 12775672.595 | 2774146.0492 | -970951.1172 | 14578867.527 | 36501921.7 | 7665403.557 | 2774146.0492 | -582570.6703 | 9856978.9359 | 4721888.5911 | 0 | 0 | 4721888.5911 | Labor | Yes | 10.09% | 476438.5588 | 190
| 35 | FIN 48 Interest Payable-MD-NonCurrent | Interest on Contingent Taxes | Unprotected Non-Property | 305637 | 106972.95 | 23228.412 | -8129.9442 | 122071.4178 | 305637 | 64183.77 | 23228.412 | -4877.9665 | 82534.2155 | 39537.2023 | 39537.2023 | 0 | 0 | Labor | No | 0% | 0 | 190
| 36 | Accrued Charitable Contributions-MD-Current | Merger Commitment Deferrals | Unprotected Non-Property | 789383 | 276284.05 | 59993.108 | -20997.5878 | 315279.5702 | 789383 | 165770.43 | 59993.108 | -12598.5527 | 213164.9853 | 102114.5849 | 102114.5849 | 0 | 5.8208e-11 | Labor | No | 0% | 0 | 190
| 37 | Accrued Charitable Contributions-DC-Current | Merger Commitment Deferrals | Unprotected Non-Property | 2068546 | 723991.1 | 157209.496 | -55023.3236 | 826177.2724 | 2068546 | 434394.66 | 157209.496 | -33013.9942 | 558590.1618 | 267587.1106 | 267587.1106 | 0 | 0 | Labor | No | 0% | 0 | 190
| 38 | Merger Commitments | Merger Commitment Deferrals | Unprotected Non-Property | 9120595.59 | 3192208.4565 | 693165.2648 | -242607.8427 | 3642765.8786 | 9120595.59 | 1915325.0739 | 693165.2648 | -145564.7056 | 2462925.6331 | 1179840.2455 | 1179840.2455 | 0 | 0 | Labor | No | 0% | 0 | 190
| 39 | Accrued Charitable Contributions-MD-Non-Current | Merger Commitment Deferrals | Unprotected Non-Property | 5554248.73 | 1943987.0555 | 422122.9035 | -147743.0162 | 2218366.9428 | 5554248.73 | 1166392.2333 | 422122.9035 | -88645.8097 | 1499869.327 | 718497.6157 | 718497.6157 | 0 | 0 | Labor | No | 0% | 0 | 190
| 40 | Accrued Charitable Contributions-DC-Non-Current | Merger Commitment Deferrals | Unprotected Non-Property | 14115127.31 | 4940294.5585 | 1072749.6756 | -375462.3864 | 5637581.8476 | 14115127.31 | 2964176.7351 | 1072749.6756 | -225277.4319 | 3811648.9788 | 1825932.8688 | 1825932.8688 | 0 | -4.6566e-10 | Labor | No | 0% | 0 | 190
| 41 | Use Tax Payable-DC | Other 190 Deferred Taxes | Unprotected Non-Property | 701192.23 | 245417.2805 | 53290.6095 | -18651.7133 | 280056.1767 | 701192.23 | 147250.3683 | 53290.6095 | -11191.028 | 189349.9498 | 90706.2269 | 0 | 0 | 90706.2269 | 100% DC | No | 0% | 0 | 190
| 42 | Other Long-Term Liabilities | Other 190 Deferred Taxes | Unprotected Non-Property | 2500000 | 875000 | 190000 | -66500 | 998500 | 2500000 | 525000 | 190000 | -39900 | 675100 | 323400 | 323400 | 0 | 0 | Labor | No | 0% | 0 | 190
| 43 | Federal State Income Taxes Deductible | Other 190 Deferred Taxes | Unprotected Non-Property | 2959146 | 1035701.1 | 0 | 0 | 1035701.1 | 2959146 | 621420.66 | 0 | 0 | 621420.66 | 414280.44 | 0 | 0 | 414280.44 | Labor | Yes | 10.09% | 41800.8964 | 190
| 44 | Maryland 1/1/2000 Basis Carryforward | Other 190 Deferred Taxes | Unprotected Non-Property | 0 | 0 | 3630153.285 | -1270553.6497 | 2359599.6352 | 0 | 0 | 3630153.285 | -762332.1898 | 2867821.0951 | -508221.4599 | 0 | 0 | -508221.4599 | Plant | Yes | 17.32% | -88023.9569 | 190
| 45 | Asset Retirement Obligation-Electric Utility Plant | Regulatory Liabilities | Unprotected Non-Property | 3485134.96 | 1219797.236 | 264870.257 | -92704.5899 | 1391962.903 | 3485134.96 | 731878.3416 | 264870.257 | -55622.754 | 941125.8446 | 450837.0584 | 0 | 0 | 450837.0584 | Labor | No | 0% | 0 | 190
| 46 | Other Regulatory Liability - General | Regulatory Liabilities | Unprotected Non-Property | -3357068.69 | -1174974.0415 | -255137.2204 | 89298.0272 | -1340813.2348 | -3357068.69 | -704984.4249 | -255137.2204 | 53578.8163 | -906542.829 | -434270.4057 | 0 | 0 | -434270.4057 | Labor | No | 0% | 0 | 190
| 47 | Oth Reg Liab-Asset Retirement Obligation-Electric | Regulatory Liabilities | Unprotected Non-Property | 3485134.96 | 1219797.236 | 264870.257 | -92704.5899 | 1391962.903 | 3485134.96 | 731878.3416 | 264870.257 | -55622.754 | 941125.8446 | 450837.0584 | 0 | 0 | 450837.0584 | Labor | No | 0% | 0 | 190
| 48 | Reg Liab-Asset Retirement Oblig-Electric-Contra | Regulatory Liabilities | Unprotected Non-Property | -3485134.96 | -1219797.236 | -264870.257 | 92704.5899 | -1391962.903 | -3485134.96 | -731878.3416 | -264870.257 | 55622.754 | -941125.8446 | -450837.0584 | 0 | 0 | -450837.0584 | Labor | No | 0% | 0 | 190
| 49 | Regulatory Liability-MD Grid Resiliency Charge | Regulatory Liabilities | Unprotected Non-Property | 975399.09 | 341389.6815 | 74130.3308 | -25945.6158 | 389574.3965 | 975399.09 | 204833.8089 | 74130.3308 | -15567.3695 | 263396.7703 | 126177.6263 | 0 | 0 | 126177.6263 | 100% MD | No | 0% | 0 | 190
| 50 | Reg Liab-MD Dynamic Pricing/Critical Pk Rebate Cr | Regulatory Liabilities | Unprotected Non-Property | 2536480.35 | 887768.1225 | 192772.5066 | -67470.3773 | 1013070.2518 | 2536480.35 | 532660.8735 | 192772.5066 | -40482.2264 | 684951.1537 | 328119.0981 | 0 | 0 | 328119.0981 | 100% MD | No | 0% | 0 | 190
| 51 | Regulatory Liability - MD - Base | Regulatory Liabilities | Unprotected Non-Property | 692632.74 | 242421.459 | 52640.0882 | -18424.0309 | 276637.5164 | 692632.74 | 145452.8754 | 52640.0882 | -11054.4185 | 187038.5451 | 89598.9712 | 0 | 0 | 89598.9712 | 100% MD | No | 0% | 0 | 190
| 52 | Reg Liab-Third Party Supplier-DC Distribution | Regulatory Liabilities | Unprotected Non-Property | 1375837.52 | 481543.132 | 104563.6515 | -36597.278 | 549509.5055 | 1375837.52 | 288925.8792 | 104563.6515 | -21958.3668 | 371531.1639 | 177978.3416 | 0 | 0 | 177978.3416 | 100% DC | No | 0% | 0 | 190
| 53 | Maryland Net Operating Loss Carryforward | State NOL | Unprotected Non-Property | 0 | 0 | 5307669.8334 | -1857684.4417 | 3449985.3917 | 0 | 0 | 5307669.8334 | -1114610.665 | 4193059.1684 | -743073.7767 | 0 | 0 | -743073.7767 | Plant | Yes | 17.32% | -128700.3781 | 190
| 54 | DC Net Operating Loss Carryforward | State NOL | Unprotected Non-Property | 0 | 0 | 9626335.2781 | -3369217.3473 | 6257117.9308 | 0 | 0 | 9626335.2781 | -2021530.4084 | 7604804.8697 | -1347686.9389 | 0 | 0 | -1347686.9389 | Plant | Yes | 17.32% | -233419.3778 | 190
| 55 | Federal Net Operating Loss Carry-Forward | Federal Net Operating Loss Carry-Forward (Utility) | Protected Property | 851948259 | 298181890.65 | 0 | 0 | 298181890.65 | 851948259 | 178909134.39 | 0 | 0 | 178909134.39 | 119272756.26 | 0 | 0 | 119272756.26 | Plant | Yes | 17.32% | 20658041.3842 | 190
| 56 | Federal Net Operating Loss Carry-Forward | Federal Net Operating Loss Carry-Forward (Non-Utility) | Protected Property | -812459826 | -284360939.1 | 0 | 0 | -284360939.1 | -812459826 | -170616563.46 | 0 | 0 | -170616563.46 | -113744375.64 | -113744375.64 | 0 | 0 | Plant | No | 0% | 0 | 190
| 57 | Unamortized Investment Tax Credits | FAS 109 - Deferred Taxes on ITC | Protected Property | 1934714 | 677149.9 | 147038.264 | -51463.3924 | 772724.7716 | 1934714 | 406289.94 | 147038.264 | -30878.0354 | 522450.1686 | 250274.603 | 0 | 0 | 250274.603 | Plant | Yes | 17.32% | 43347.5612 | 190
| 58 | Other Reg Assets - Income Tax Recov thru Rates | FAS109 Non-TCJA | N/A | -18162734 | -6356956.9 | -1380367.784 | 483128.7244 | -7254195.9596 | -18162734 | -3814174.14 | -1380367.784 | 289877.2346 | -4904664.6894 | -2349531.2702 | 0 | -2349531.2702 | 0 | N/A | No | 0% | 0 | 190
| 59 | FAS 109 - Regulatory Asset Electric | FAS109 Non-TCJA | N/A | -156526747.85 | -54784361.7475 | -11896032.8366 | 4163611.4928 | -62516783.0913 | -156526747.85 | -32870617.0485 | -11896032.8366 | 2498166.8957 | -42268482.9894 | -20248300.1019 | 0 | -20248300.1019 | 0 | N/A | No | 0% | 0 | 190
| 60 | SFAS109-Regulatory Liability Electric | FAS109 Non-TCJA | N/A | 1286587 | 450305.45 | 97780.612 | -34223.2142 | 513862.8478 | 1286587 | 270183.27 | 97780.612 | -20533.9285 | 347429.9535 | 166432.8943 | 0 | 166432.8943 | 0 | N/A | No | 0% | 0 | 190
| 61 | SFAS109-Regulatory Liability Electric | FAS109 TCJA | N/A | 0 | 0 | 0 | 0 | 0 | 973762349.5498 | 204490093.4055 | 74005938.5658 | -15541247.0988 | 262954784.8724 | -262954784.8724 | 0 | -262954784.8724 | 0 | N/A | No | 0% | 0 | 190
| 62 | Total FERC Account 190 |  |  | 304399168.42 | 106539708.947 | 38589437.8004 | -13506303.2301 | 131622843.5173 | 1278161517.9698 | 268413918.7737 | 112595376.3662 | -23645029.0369 | 357364266.103 | -225741422.5857 | -105286082.4982 | -285386183.3502 | 164930843.2627 |  |  |  | 21992461.2768
FERC Account 282 - Property (Note A)
| 63 | Fixed Asset Basis Differences (PowerTax) - Protected | Protected Property (PowerTax) | Protected Property | -2311845643.18 | -809145975.113 | 0 | 0 | -809145975.113 | -2311845643.18 | -485487585.0678 | 0 | 0 | -485487585.0678 | -323658390.0452 | 0 | 0 | -323658390.0452 | Plant | Yes | 17.32% | -56057633.1558 | 282
| 64 | Fixed Asset Basis Differences (PowerTax) - Non-Protected | Non-Protected Property (PowerTax) | Unprotected Property | -2111838818.18 | -739143586.363 | 0 | 0 | -739143586.363 | -2111838818.18 | -443486151.8178 | 0 | 0 | -443486151.8178 | -295657434.5452 | 0 | 0 | -295657434.5452 | Plant | Yes | 17.32% | -51207867.6632 | 282
| 65 | Fixed Asset Basis Differences (PowerTax) - Non-Protected CIAC | Non-Protected Property (PowerTax) | Unprotected Property | 149683320.26 | 52389162.091 | 0 | 0 | 52389162.091 | 149683320.26 | 31433497.2546 | 0 | 0 | 31433497.2546 | 20955664.8364 | 0 | 0 | 20955664.8364 | Plant | No | 0% | 0 | 282
| 66 | Fixed Asset Basis Differences (PowerTax FT) - Non-Protected | Non-Protected Property (PowerTax) | Unprotected Property | -281503159.14 | -98526105.699 | 0 | 0 | -98526105.699 | -281503159.14 | -59115663.4194 | 0 | 0 | -59115663.4194 | -39410442.2796 | 0 | -39410442.2796 | 0 | Plant | Yes | 17.32% | 0 | 282
| 67 | Maryland Fixed Asset Differences (PowerTax) - Non-Protected | Non-Protected Property (PowerTax) | Unprotected Property | 0 | 0 | -112640145.4282 | 39424050.8999 | -73216094.5284 | 0 | 0 | -112640145.4282 | 23654430.5399 | -88985714.8883 | 15769620.36 | 0 | 0 | 15769620.36 | Plant | Yes | 17.32% | 2731298.2463 | 282
| 68 | Maryland Fixed Asset Differences (PowerTax) - Non-Protected CIAC | Non-Protected Property (PowerTax) | Unprotected Property | 0 | 0 | 8226018.1975 | -2879106.3691 | 5346911.8284 | 0 | 0 | 8226018.1975 | -1727463.8215 | 6498554.3761 | -1151642.5477 | 0 | 0 | -1151642.5477 | Plant | No | 0% | 0 | 282
| 69 | Maryland Fixed Asset Differences (PowerTax FT) - Non-Protected | Non-Protected Property (PowerTax) | Unprotected Property | 0 | 0 | -12662588.6118 | 4431906.0141 | -8230682.5977 | 0 | 0 | -12662588.6118 | 2659143.6085 | -10003445.0033 | 1772762.4057 | 0 | 1772762.4057 | 0 | Plant | Yes | 17.32% | 0 | 282
| 70 | Maryland Fixed Asset Differences (Non-PowerTax) - Non-Protected | Non-Protected Property (Non-PowerTax) | Unprotected Property | 0 | 0 | -740952.6948 | 259333.4432 | -481619.2516 | 0 | 0 | -740952.6948 | 155600.0659 | -585352.6289 | 103733.3773 | 0 | 0 | 103733.3773 | Plant | Yes | 17.32% | 17966.6209 | 282
| 71 | Maryland Fixed Asset Differences (Non-PowerTax) - Non-Protected CIAC | Non-Protected Property (Non-PowerTax) | Unprotected Property | 0 | 0 | 875564.595 | -306447.6082 | 569116.9867 | 0 | 0 | 875564.595 | -183868.5649 | 691696.03 | -122579.0433 | 0 | 0 | -122579.0433 | Plant | No | 0% | 0 | 282
| 72 | DC Fixed Asset Differences (PowerTax) - Non-Protected | Non-Protected Property (PowerTax) | Unprotected Property | 0 | 0 | -112117869.5867 | 39241254.3554 | -72876615.2314 | 0 | 0 | -112117869.5867 | 23544752.6132 | -88573116.9735 | 15696501.7421 | 0 | 0 | 15696501.7421 | Plant | Yes | 17.32% | 2718634.1017 | 282
| 73 | DC Fixed Asset Differences (PowerTax) - Non-Protected CIAC | Non-Protected Property (PowerTax) | Unprotected Property | 0 | 0 | 5666812.5438 | -1983384.3903 | 3683428.1535 | 0 | 0 | 5666812.5438 | -1190030.6342 | 4476781.9096 | -793353.7561 | 0 | 0 | -793353.7561 | Plant | No | 0% | 0 | 282
| 74 | DC Fixed Asset Differences (PowerTax FT) - Non-Protected | Non-Protected Property (PowerTax) | Unprotected Property | 0 | 0 | -4499321.1083 | 1574762.3879 | -2924558.7204 | 0 | 0 | -4499321.1083 | 944857.4327 | -3554463.6755 | 629904.9552 | 0 | 629904.9552 | 0 | Plant | Yes | 17.32% | 0 | 282
| 75 | DC Fixed Asset Differences (Non-PowerTax) - Non-Protected | Non-Protected Property (Non-PowerTax) | Unprotected Property | 0 | 0 | -510434.161 | 178651.9564 | -331782.2047 | 0 | 0 | -510434.161 | 107191.1738 | -403242.9872 | 71460.7825 | 0 | 0 | 71460.7825 | Plant | Yes | 17.32% | 12377.0075 | 282
| 76 | DC Fixed Asset Differences (Non-PowerTax) - Non-Protected CIAC | Non-Protected Property (Non-PowerTax) | Unprotected Property | 0 | 0 | 603166.721 | -211108.3524 | 392058.3687 | 0 | 0 | 603166.721 | -126665.0114 | 476501.7096 | -84443.3409 | 0 | 0 | -84443.3409 | Plant | No | 0% | 0 | 282
| 77 | Fixed Asset Basis Differences (Non-PowerTax) - Non-Protected | Non-Protected Property (Non-PowerTax) | Unprotected Property | -16465645.0236 | -5762975.7583 | 0 | 0 | -5762975.7583 | -16465645.0236 | -3457785.455 | 0 | 0 | -3457785.455 | -2305190.3033 | 0 | 0 | -2305190.3033 | Plant | Yes | 17.32% | -399258.9605 | 282
| 78 | Fixed Asset Basis Differences (Non-PowerTax) - Non-Protected CIAC | Non-Protected Property (Non-PowerTax) | Unprotected Property | 19456991 | 6809946.85 | 0 | 0 | 6809946.85 | 19456991 | 4085968.11 | 0 | 0 | 4085968.11 | 2723978.74 | 0 | 0 | 2723978.74 | Plant | No | 0% | 0 | 282
| 79 | Total FERC Account 282 |  |  | -4552512954.2636 | -1593379533.9923 | -227799749.5335 | 79729912.3367 | -1741449371.189 | -4552512954.2636 | -956027720.3954 | -227799749.5335 | 47837947.402 | -1135989522.5268 | -605459848.6622 | 0 | -37007774.9188 | -568452073.7434 |  |  |  | -102184483.803
FERC Account 283 - Non-Current (Note A)
| 80 | Unamortized Loss on Reacquired Debt - General | Reacquired Debt | Unprotected Non-Property | -3209084.45 | -1123179.5575 | -243890.4182 | 85361.6464 | -1281708.3293 | -3209084.45 | -673907.7345 | -243890.4182 | 51216.9878 | -866581.1649 | -415127.1645 | 0 | 0 | -415127.1645 | Labor | Yes | 10.09% | -41886.3309 | 283
| 81 | Unamortized Loss - Pollution Bonds | Reacquired Debt | Unprotected Non-Property | -114312.71 | -40009.4485 | -8687.766 | 3040.7181 | -45656.4964 | -114312.71 | -24005.6691 | -8687.766 | 1824.4309 | -30869.0042 | -14787.4922 | 0 | 0 | -14787.4922 | Labor | Yes | 10.09% | -1492.058 | 283
| 82 | Unamortized Loss - First Mortgage Bonds | Reacquired Debt | Unprotected Non-Property | -11903056.49 | -4166069.7715 | -904632.2932 | 316621.3026 | -4754080.7621 | -11903056.49 | -2499641.8629 | -904632.2932 | 189972.7816 | -3214301.3746 | -1539779.3875 | 0 | 0 | -1539779.3875 | Labor | Yes | 10.09% | -155363.7402 | 283
| 83 | Prepayments - Other Taxes | Maryland Property Taxes | Unprotected Non-Property | -25368491 | -8878971.85 | -1928005.316 | 674801.8606 | -10132175.3054 | -25368491 | -5327383.11 | -1928005.316 | 404881.1164 | -6850507.3096 | -3281667.9958 | 0 | 0 | -3281667.9958 | Labor | Yes | 10.09% | -331120.3008 | 283
| 84 | Prepayments - General | Prepaid Interest | Unprotected Non-Property | -1484384.06 | -519534.421 | -112813.1886 | 39484.616 | -592862.9936 | -1484384.06 | -311720.6526 | -112813.1886 | 23690.7696 | -400843.0716 | -192019.922 | 0 | 0 | -192019.922 | Labor | Yes | 10.09% | -19374.8101 | 283
| 85 | Prepayments - Workmen's Compensation | Prepayments | Unprotected Non-Property | -615222.26 | -215327.791 | -46756.8918 | 16364.9121 | -245719.7706 | -615222.26 | -129196.6746 | -46756.8918 | 9818.9473 | -166134.6191 | -79585.1516 | 0 | 0 | -79585.1516 | Labor | Yes | 10.09% | -8030.1418 | 283
| 86 | DSM - Energy Efficient Products - Community - MD | Regulatory Asset - DSM | Unprotected Non-Property | -184067950.44 | -64423782.654 | -13989164.2334 | 4896207.4817 | -73516739.4057 | -184067950.44 | -38654269.5924 | -13989164.2334 | 2937724.489 | -49705709.3368 | -23811030.0689 | 0 | 0 | -23811030.0689 | 100% MD | No | 0% | 0 | 283
| 87 | Regulatory Assets - DSM - Direct Load Control - MD | Regulatory Asset - DSM | Unprotected Non-Property | -34886804.76 | -12210381.666 | -2651397.1618 | 927989.0066 | -13933789.8211 | -34886804.76 | -7326228.9996 | -2651397.1618 | 556793.404 | -9420832.7574 | -4512957.0638 | 0 | 0 | -4512957.0638 | 100% MD | No | 0% | 0 | 283
| 88 | Reg Assets-FERC Formula Rate Adj-Transmission Svc | Regulatory Asset - FERC Formula Rate True-up | Unprotected Non-Property | -3060224 | -1071078.4 | -232577.024 | 81401.9584 | -1222253.4656 | -3060224 | -642647.04 | -232577.024 | 48841.175 | -826382.889 | -395870.5766 | 0 | 0 | -395870.5766 | 100% Transmission | Yes | 100% | -395870.5766 | 283
| 89 | Regulatory Assets - Asset Retirement Obligation | Regulatory Assets | Unprotected Non-Property | -342995 | -120048.25 | -26067.62 | 9123.667 | -136992.203 | -342995 | -72028.95 | -26067.62 | 5474.2002 | -92622.3698 | -44369.8332 | 0 | 0 | -44369.8332 | Labor | No | 0% | 0 | 283
| 90 | Regulatory Assets - DC Recovery - Base | Regulatory Assets | Unprotected Non-Property | -63845417.54 | -22345896.139 | -4852251.733 | 1698288.1066 | -25499859.7655 | -63845417.54 | -13407537.6834 | -4852251.733 | 1018972.8639 | -17240816.5525 | -8259043.213 | 0 | 0 | -8259043.213 | 100% DC | No | 0% | 0 | 283
| 91 | Regulatory Assets - MD Recovery - Base | Regulatory Assets | Unprotected Non-Property | -57593938.12 | -20157878.342 | -4377139.2971 | 1531998.754 | -23003018.8851 | -57593938.12 | -12094727.0052 | -4377139.2971 | 919199.2524 | -15552667.0499 | -7450351.8352 | 0 | 0 | -7450351.8352 | 100% MD | No | 0% | 0 | 283
| 92 | Regulatory Assets - DC | Regulatory Assets | Unprotected Non-Property | -10512194 | -3679267.9 | -798926.744 | 279624.3604 | -4198570.2836 | -10512194 | -2207560.74 | -798926.744 | 167774.6162 | -2838712.8678 | -1359857.4158 | 0 | 0 | -1359857.4158 | 100% DC | No | 0% | 0 | 283
| 93 | Regulatory Assets - MD | Regulatory Assets | Unprotected Non-Property | -11180183.61 | -3913064.2635 | -849693.9544 | 297392.884 | -4465365.3338 | -11180183.61 | -2347838.5581 | -849693.9544 | 178435.7304 | -3019096.782 | -1446268.5518 | 0 | 0 | -1446268.5518 | 100% MD | No | 0% | 0 | 283
| 94 | Regulatory Assets - DC Power Line Undergrounding | Regulatory Assets | Unprotected Non-Property | -190253766.7 | -66588818.345 | -14459286.2692 | 5060750.1942 | -75987354.42 | -190253766.7 | -39953291.007 | -14459286.2692 | 3036450.1165 | -51376127.1597 | -24611227.2603 | 0 | 0 | -24611227.2603 | 100% DC | No | 0% | 0 | 283
| 95 | Reg Assets-Third Party Supplier Recovery-MD Dist | Regulatory Assets | Unprotected Non-Property | -1247198.99 | -436519.6465 | -94787.1232 | 33175.4931 | -498131.2766 | -1247198.99 | -261911.7879 | -94787.1232 | 19905.2959 | -336793.6153 | -161337.6613 | 0 | 0 | -161337.6613 | 100% MD | No | 0% | 0 | 283
| 96 | Regulatory Asset - Wks Comp/LT Disability Accrual | Regulatory Assets | Unprotected Non-Property | -34604375.5 | -12111531.425 | -2629932.538 | 920476.3883 | -13820987.5747 | -34604375.5 | -7266918.855 | -2629932.538 | 552285.833 | -9344565.56 | -4476422.0147 | 0 | 0 | -4476422.0147 | Labor | Yes | 10.09% | -451670.9813 | 283
| 97 | Regulatory Assets-DC Residential Aid | Regulatory Assets | Unprotected Non-Property | -2434560.29 | -852096.1015 | -185026.582 | 64759.3037 | -972363.3798 | -2434560.29 | -511257.6609 | -185026.582 | 38855.5822 | -657428.6607 | -314934.7191 | 0 | 0 | -314934.7191 | 100% DC | No | 0% | 0 | 283
| 98 | Regulatory Asset- Maryland Meters | Regulatory Assets | Unprotected Non-Property | -69912828.63 | -24469490.0205 | -5313374.9759 | 1859681.2416 | -27923183.7548 | -69912828.63 | -14681694.0123 | -5313374.9759 | 1115808.7449 | -18879260.2432 | -9043923.5116 | 0 | 0 | -9043923.5116 | 100% MD | No | 0% | 0 | 283
| 99 | AMI - Recoverable - DC | Regulatory Assets | Unprotected Non-Property | -440137.28 | -154048.048 | -33450.4333 | 11707.6516 | -175790.8296 | -440137.28 | -92428.8288 | -33450.4333 | 7024.591 | -118854.6711 | -56936.1585 | 0 | 0 | -56936.1585 | 100% DC | No | 0% | 0 | 283
| 100 | Prepaid Pension Costs | Pension Plan Contribution | Unprotected Non-Property | -329586333.89 | -115355216.8615 | -25048561.3756 | 8766996.4815 | -131636781.7557 | -329586333.89 | -69213130.1169 | -25048561.3756 | 5260197.8889 | -89001493.6037 | -42635288.152 | 0 | 0 | -42635288.152 | Labor | Yes | 10.09% | -4301900.5745 | 283
| 101 | Total FERC Account 283 |  |  | -1036663459.72 | -362832210.902 | -78786422.9387 | 27575248.0286 | -414043385.8122 | -1036663459.72 | -217699326.5412 | -78786422.9387 | 16545148.8171 | -279940600.6628 | -134102785.1494 | 0 | 0 | -134102785.1494 |  |  |  | -5706709.5142
| 102 | Grand Total |  |  | -5284777245.5636 | -1849672035.9473 | -267996734.6718 | 93798857.1351 | -2023869913.4839 | -4311014896.0138 | -905313128.1629 | -193990796.106 | 40738067.1823 | -1058565857.0866 | -965304056.3973 | -105286082.4982 | -322393958.269 | -537624015.6301 |  |  |  | -85898732.0404
[17 empty] | Protected Property | -204135359.1822 |  |  |  | -35356244.2104
[17 empty] | Unprotected Property | -244793683.6982 |  |  |  | -46126850.6472
[17 empty] | Unprotected Non-Property | -88694972.7497 |  |  |  | -4415637.1829
[17 empty] | Total Unprotected | -333488656.4479 |  |  |  | -50542487.8301
[17 empty] | Total Deficient / (Excess) ADIT | -537624015.6301 |  |  |  | -85898732.0404
Instructions
1. In accordance with ASC 740, deferred tax assets and liabilities are adjusted (re-measured) for the effect of the changes in tax law (including tax rates) in the period that the change is enacted. Adjustments are recorded in the appropriate deferred income tax balance sheet accounts (Accounts 190, 281, 282 and 283) based on the nature of the temporary difference and the related classification requirements of the accounts. If as a result of action or expected action by a regulator, it is probable that the effect of a future increase or decrease in taxes payable resulting from a change in tax law or rates will be recovered from or passed through to customers through future rates, a regulatory asset or liability is recognized in Account 182.3 (Other Regulatory Assets), or Account 254 (Other Regulatory Liabilities), as appropriate, for that probable future revenue or reduction in future revenue. The amortization of deficient and (excess) deferred income taxes that will be recovered from or passed through to customers through future rates will be recorded in FERC Accounts 410.1 (Provision for Deferred Income Taxes, Utility Operating Income) and 411.1 (Provision for Deferred Income Taxes—Credit, Utility Operating Income), as appropriate. Re-measurements of deferred tax balance sheet accounts may also result in re-measurements of tax-related regulatory assets or liabilities that had been recorded prior to the change in tax law. If it is not probable that the effect of a future increase or decrease in taxes payable resulting from a change in tax law or rates will be recovered from or passed through to customers through future rates, tax expense will be recognized in Account 410.2 (Provision for Deferred Income Taxes, Other Income or Deductions) or tax benefit is recognized in Account 411.2 (Provision for Deferred Income Taxes-Credit, Other Income or Deductions), as appropriate.
2. For deficient and (excess) accumulated deferred income taxes (ADIT) related to change(s) to income tax rates occurring after September 30, 2018, insert calculations that support the re-measurement amount delineated by category (i.e., protected property, unprotected property, and unprotected non-property).
3. Set the allocation percentages equal to the applicable percentages at the date of the rate change.
Notes
| A | Categorization of items as protected or non-protected will remain as originally agreed, absent a change in guidance from the Internal Revenue Service (IRS) with respect to that items. Balances associated with the tax rate change will not be adjusted (except for amortization each year) absent audit adjustments, tax return amendments, or a change in IRS guidance. Any resulting changes will be prominently disclosed including the basis for the change.
| B | The allocation percentage in Column T are based on the applicable percentages at the date of the rate change and must remain fixed absent the Commission's express approval.
END

## 2 - Other Tax
Potomac Electric Power Company
Attachment 2 - Taxes Other Than Income Worksheet
|  |  | Page 263 |  | Allocated
Other Taxes |  |  | Col (i) | Allocator | Amount
| Plant Related |  |  | Gross Plant Allocator
| 1 | Transmission Personal Property Tax (directly assigned to Transmission) | 18285230.7005 | 100% | 18285230.7005
| 1a | Other Personal Property Tax (excluded) | 60514673.4795 | 0% | 0
| 2 | Capital Stock Tax |  | 21.81% | 0
| 3 | Gross Premium (insurance) Tax |  | 21.81% | 0
| 4 | PURTA |  | 21.81% | 0
| 5 | Corp License |  | 21.81% | 0
21.81%
| Total Plant Related |  | 78799904.18 |  | 18285230.7005
| Labor Related |  |  | Wages & Salary Allocator
| 6 | Federal FICA & Unemployment & state unemployment | 6360379
| Total Labor Related |  | 6360379 | 15.46% | 983619.3222
| Other Included |  |  | Gross Plant Allocator
| 7 | Miscellaneous | 10749
| Total Other Included |  | 10749 | 21.81% | 2344.7217
| Total Included |  |  |  | 19271194.7443
Currently Excluded
| 8 | MD Franchise Tax | 30509063
| 9 | MD Environmental Surcharge | 1943278
| 10 | MD Universal Surcharge | 7900993
| 11 | MD Montgomery County Fuel | 127641918
| 12 | MD PSC Assessment | 4869165
| 13 | MD Sales & Use Tax | 4753
| 14 | MD Real Property Taxes | 540926
| 15 | MD Diesel Fuel | 81833
| 16 | DC PSC Assessment | 16444442
| 17 | DC Delivery Tax | 77117057
| 18 | DC Real Property Tax | 8802152
| 19 | DC Business Improvement Tax | 156260
| 20 | DC Ballpark | 16500
| 21 | DC Right-of-Way | 22957971
| 22 | DC RETF, SETF and EATF Funds | 68689409
| 23 | VA Property Taxes | 577083
| 24 | Misc. Other-Sales and Use DC | 133332
| 25 | Exclude State Dist. RA amort in line 6 | 0
| 26 | Total "Other" Taxes (included on p. 263) | 453557167.18
| 27 | Total "Taxes Other Than Income Taxes" - acct 408.10 (p. 114.14) | 453557167
| 28 | Difference | 0.18
Criteria for Allocation:
| A | Other taxes that are incurred through ownership of plant including transmission plant will be allocated based on the Gross Plant
Allocator. If the taxes are 100% recovered at retail they will not be included.
| B | Other taxes that are incurred through ownership of only general or intangible plant will be allocated based on the Wages and Salary
Allocator. If the taxes are 100% recovered at retail they will not be included.
| C | Other taxes that are assessed based on labor will be allocated based on the Wages and Salary Allocator.
| D | Other taxes except as provided for in A, B and C above, that are incurred and (1) are not fully recovered at retail or (2) are
directly or indirectly related to transmission service will be allocated based on the Gross Plant Allocator; provided, however, that
overheads shall be treated as in footnote B above.
| E | Excludes prior period adjustments in the first year of the formula's operation and reconciliation for the first year.

## Prop Taxes to Function
Allocation of Property Taxes to Transmission Function
Year Ended December 31, 2025
Assessable Plant
Transmission | 1604600756.58
Distribution | 5176023161.637
General | 402872140.773
Total T, D & Genl | 7183496058.9899
Plant ratios by Jurisdiction
Transmission Ratio | 22.34%
Distribution ratio | 72.05%
General Ratio | 5.608%
100%
Property Taxes | 78799904.18
Transmission Property Tax | 17601789.5503
Distribution Property tax | 56778778.1633
General Property Tax | 4419336.4664
Total check | 78799904.18
General Property Tax | 4419336.4664
Trans Labor Ratio | 15.46%
Trans General | 683441.1502
Total Transmission Property Taxes
Transmission | 17601789.5503
General | 683441.1502
Total Transmission Property Taxes | 18285230.7005

## 3 - Revenue Credits
Potomac Electric Power Company
Attachment 3 - Revenue Credit Workpaper
|  |  | Total Amount | Allocation Factor | Allocation % | Total Amount Included In Rates
Account 454 - Rent from Electric Property
1 | Rent from Electric Property - Transmission Related (Note 3) |  | 8298242.24 | Transmission | 100% | 8298242.24
2 | Total Rent Revenues | (Sum Lines 1) |  |  |  | 8298242.24
Account 456 - Other Electric Revenues (Note 1)
3 | Schedule 1A |  | 567212.22 | Transmission | 100% | 567212.22
4 | Net revenues associated with Network Integration Transmission Service (NITS) for which the load is not included in the divisor (difference between NITS credits from PJM and PJM NITS charges paid by Transmission Owner) (Note 4) |  |  | Transmission | 100% | 0
5 | Point to Point Service revenues for which the load is not included in the divisor received by Transmission Owner (Note 4) |  | 5831405.31 | Transmission | 100% | 5831405.31
6 | PJM Transitional Revenue Neutrality (Note 1) |  |  | Transmission | 100% | 0
7 | PJM Transitional Market Expansion (Note 1) |  |  | Transmission | 100% | 0
8 | Professional Services (Note 3) |  |  | Transmission | 100% | 0
9 | Revenues from Directly Assigned Transmission Facility Charges (Note 2) |  |  | Transmission | 100% | 0
10 | Rent or Attachment Fees associated with Transmission Facilities (Note 3) |  |  | Transmission | 100% | 0
11 | Affiliate Credits |  | 4411029.78 | Wages and Salaries | 15.46% | 682156.5385
11a | Miscellaneous Credits (Attachment 5) |  |  | Various |  | 7500
12 | Gross Revenue Credits | (Sum Lines 2-11) | 19107889.55 |  |  | 15386516.3085
13 | Less line 18g |  | -5120153.0042 | Transmission | 100% | -5120153.0042
14 | Total Revenue Credits |  |  |  |  | 10266363.3043
Revenue Adjustment to determine Revenue Credit
15 | Note 1: All revenues related to transmission that are received as a transmission owner (i.e., not received as a LSE), for which the cost of the service is recovered under this formula, except as specifically provided for elsewhere in this Attachment or elsewhere in the formula will be included as a revenue credit or included in the peak on line 173 of Appendix A.
16 | Note 2: If the costs associated with the Directly Assigned Transmission Facility Charges are included in the Rates, the associated revenues are included in the Rates. If the costs associated with the Directly Assigned Transmission Facility Charges are not included in the Rates, the associated revenues are not included in the Rates.
17 | Note 3: Ratemaking treatment for the following specified secondary uses of transmission assets: (1) right-of-way leases and leases for space on transmission facilities for telecommunications; (2) transmission tower licenses for wireless antennas; (3) right-of-way property leases for farming, grazing or nurseries; (4) licenses of intellectual property (including a portable oil degasification process and scheduling software); and (5) transmission maintenance and consulting services (including energized circuit maintenance, high-voltage substation maintenance, safety training, transformer oil testing, and circuit breaker testing) to other utilities and large customers (collectively, products). Company will retain 50% of net revenues consistent with Pacific Gas and Electric Company, 90 FERC ¶ 61,314. Note: in order to use lines 18a - 18g, the utility must track in separate subaccounts the revenues and costs associated with each secondary use (except for the cost of the associated income taxes).
18a | Revenues included in lines 1-11 which are subject to 50/50 sharing. |  | 8298242.24
18b | Costs associated with revenues in line 18a | Attachment 5 - Cost Support | 2283468.8084
18c | Net Revenues (18a - 18b) |  | 6014773.4316
18d | 50% Share of Net Revenues (18c / 2) |  | 3007386.7158
18e | Costs associated with revenues in line 17a that are included in FERC accounts recovered through the formula times the allocator used to functionalize the amounts in the FERC account to the transmission service at issue. |  | 170702.52
18f | Net Revenue Credit (18d + 18e) |  | 3178089.2358
18g | Line 18f less line 18a |  | -5120153.0042
19 | Note 4: If the facilities associated with the revenues are not included in the formula, the revenue is shown here but not included in the total above and is explained in the Cost Support; for example revenues associated with distribution facilities. In addition, Revenues from Schedule 12 are not included in the total above to the extent they are credited under Schedule 12. |  | -15359159.34
20 | Amount offset in line 4 above |  | 340601953.76
21 | Total Account 454, 456 and 456.1 |  | 344350683.97
22 | Note 4: SECA revenues booked in Account 447. |  | 0
The ROE is 11.30%, which includes a 50 basis point RTO membership adder as authorized by FERC to become effective on December 1, 2007.

## 4 - 100 Basis Pt ROE
Potomac Electric Power Company
Attachment 4 - Calculation of 100 Basis Point Increase in ROE
Return and Taxes with 100 Basis Point increase in ROE
A |  | 100 Basis Point increase in ROE and Income Taxes |  |  | (Line 127 + Line 138) | 202457937.3493
B |  | 100 Basis Point increase in ROE |  |  |  | 1%
Return Calculation
59 | Rate Base |  |  |  | (Line 39 + 58) | 1949473297.4913
Long Term Interest
100 |  | Long Term Interest |  |  | p117.62c through 67c | 224679572.34
101 |  | Less LTD Interest on Securitization Bonds | (Note P) |  | Attachment 8 | 0
102 |  | Long Term Interest |  |  | "(Line 100 - Line 101)" | 224679572.34
103 | Preferred Dividends |  |  | enter positive | p118.29c | 0
Common Stock
104 |  | Proprietary Capital |  |  | p112.16c | 4634748039.49
105 |  | Less Preferred Stock |  | enter negative | (Line 114) | 0
106 |  | Less Account 216.1 |  | enter negative | p112.12c | -1646367
107 |  | Common Stock |  |  | (Sum Lines 104 to 106) | 4633101672.49
Capitalization
108 |  | Long Term Debt |  |  | p112.17c through 21c | 4576923076.9231
109 |  | Less Loss on Reacquired Debt |  | enter negative | p111.81c | -4477806.58
110 |  | Plus Gain on Reacquired Debt |  | enter positive | p113.61c | 0
111 |  | Less ADIT associated with Gain or Loss |  | enter negative | Attachment 1B - ADIT EOY, Line 7 | 1233949
112 |  | Less LTD on Securitization Bonds |  | enter negative | Attachment 8 | 0
113 |  | Total Long Term Debt |  |  | (Sum Lines 108 to 112) | 4573679219.3431
114 |  | Preferred Stock |  |  | p112.3c | 0
115 |  | Common Stock |  |  | (Line 107) | 4633101672.49
116 |  | Total Capitalization |  |  | (Sum Lines 113 to 115) | 9206780891.8331
117 |  | Debt % |  | Total Long Term Debt | (Line 108 / (108 + 114 + 115)) | 49.7%
118 |  | Preferred % |  | Preferred Stock | (Line 114 / (108 + 114 + 115)) | 0%
119 |  | Common % |  | Common Stock | (Line 115 / (108 + 114 + 115)) | 50.3%
120 |  | Debt Cost |  | Total Long Term Debt | (Line 102 / 113) | 4.912%
121 |  | Preferred Cost |  | Preferred Stock | (Line 103 / 114) | 0%
122 |  | Common Cost | (Note J from Appendix A) | Common Stock | Appendix A % plus 100 Basis Pts | 11.5%
123 |  | Weighted Cost of Debt |  | Total Long Term Debt (WCLTD) | (Line 117 * 120) | 2.441%
124 |  | Weighted Cost of Preferred |  | Preferred Stock | (Line 118 * 121) | 0%
125 |  | Weighted Cost of Common |  | Common Stock | (Line 119 * 122) | 5.785%
126 | Total Return ( R ) |  |  |  | (Sum Lines 123 to 125) | 8.226%
127 | Investment Return = Rate Base * Rate of Return |  |  |  | (Line 59 * 126) | 160369807.9423
Composite Income Taxes
Income Tax Rates
128 |  | FIT=Federal Income Tax Rate |  | (Note I from ATT H-9A) |  | 21%
129 |  | SIT=State Income Tax Rate or Composite |  | (Note I from ATT H-9A) |  | 8.25%
130 |  | p = percent of federal income tax deductible for state purposes |  |  | Per State Tax Code | 0%
131 |  | T | T=1 - {[(1 - SIT) * (1 - FIT)] / (1 - SIT * FIT * p)} = |  |  | 27.52%
132a |  | T/ (1-T) |  |  |  | 37.96%
132b |  | Tax Gross-Up Factor | 1*1/(1-T) |  |  | 1.3796
| ITC Adjustment |  |  | (Note U from ATT H-9A)
133 |  | Investment Tax Credit Amortization |  | enter negative | Attachment 1A - ADIT | -27390.4237
134 |  | Tax Gross-Up Factor |  |  | (Line 132b) | 1.3796
136 |  | ITC Adjustment Allocated to Transmission |  | (Note I from Appendix A) | (Line 133 * 134) | -37789.0163
Other Income Tax Adjustment
136a |  | Tax Adjustment for AFUDC Equity Component of Transmission Depreciation Expense |  | (Note T from ATT H-9A) | Attachment 5, Line 136a | 497544.743
136b |  | Amortization Deficient / (Excess) Deferred Taxes (Federal) - Transmission Component |  | (Note T from ATT H-9A) | Attachment 5, Line 136b | -997439
136c |  | Amortization Deficient / (Excess) Deferred Taxes (State) - Transmission Component |  | (Note T from ATT H-9A) | Attachment 5, Line 136c | 0
136d |  | Amortization of Other Flow-Through Items - Transmission Component |  | (Note T from ATT H-9A) | Attachment 5, Line 136d | 0
136e |  | Other Income Tax Adjustments - Expense / (Benefit) |  |  | (Line 136a + 136b + 136c + 136d) | -499894.257
136f |  | Tax Gross-Up Factor |  |  | (Line 132b) | 1.3796
136g |  | Other Income Tax Adjustment |  |  | (Line 136e * 136f) | -689675.7934
137 | Income Tax Component = |  | CIT=(T/1-T) * Investment Return * (1-(WCLTD/R)) = |  | (Line 132a * 127 * (1 - (123 / 126))) | 42815594.2167
138 | Total Income Taxes |  |  |  | (Line 135 + 136g + 137) | 42088129.4069

## 5 - Cost Support 1
Potomac Electric Power Company
Attachment 5 - Cost Support
Electric / Non-electric Cost Support
Attachment A Line #s, Descriptions, Notes, Form 1 Page #s and Instructions | [5 empty] | Form 1 Amount | Electric Portion | Non-electric Portion | Details
Plant Allocation Factors
10 |  | Accumulated Intangible Amortization |  | (Note A) | p200.21c (See Attachment 9, column h) | 0 | 0 | 0 | Respondent is Electric Utility only.
11 |  | Accumulated Common Amortization - Electric |  | (Note A) | p356 (See Attachment 9, column i) | 0 | 0 | 0
12 |  | Accumulated Common Plant Depreciation - Electric |  | (Note A) | p356 (See Attachment 9, column g) | 0 | 0 | 0
Plant In Service
24 |  | Common Plant (Electric Only) |  | (Notes A & B) | p356 (See Attachment 9, column d) | 0 | 0 | 0
Accumulated Deferred Income Taxes
41 |  | Accumulated Investment Tax Credit Account No. 255 |  | (Notes A & I) | p266.h (See Attachment 1B) | 914055 | 914055 | 0 | Respondent is Electric Utility only.
Materials and Supplies
47 |  | Undistributed Stores Exp |  | (Note A) | p227.6c & 16.c (See Attachment 9, column e) | 0 | 0 | 0 | Respondent is Electric Utility only.
Allocated General & Common Expenses
65 |  | Plus Transmission Lease Payments |  | (Note A) | p200.3.c
67 |  | Common Plant O&M |  | (Note A) | p356 | 0 | 0 | 0
Transmission / Non-transmission Cost Support
Attachment A Line #s, Descriptions, Notes, Form 1 Page #s and Instructions | [5 empty] | Form 1 Amount | Transmission Related | Non-transmission Related | Details
28 |  | Plant Held for Future Use (Including Land) |  | (Note C) | p214 (See Attachment 9, column c) | 2072632.8 | 0 | 2072632.8 | Specific identification based on plant records: The following plant investments are included:
| Directly Assigned A&G | [7 empty] | None.
CWIP & Expensed Lease Worksheet
Attachment A Line #s, Descriptions, Notes, Form 1 Page #s and Instructions | [5 empty] | Form 1 Amount | CWIP In Form 1 Amount | Expensed Lease in Form 1 Amount | Details
Plant Allocation Factors
6 |  | Electric Plant in Service |  | (Note B) | p207.104g (See Attachment 9A, column b) | 14244287330 | 0 | 0
Plant In Service
19 |  | Transmission Plant In Service |  | (Note B) | p207.58.g (See Attachment 9, column b) | 2969915886 | 0 | 0 | See Form 1
24 |  | Common Plant (Electric Only) |  | (Notes A & B) | p356 (See Attachment 9, line 16, column d) | 0 | 0 | 0
Accumulated Depreciation
30 |  | Transmission Accumulated Depreciation |  | (Note B) | p219.25.c (See Attachment 9, column e) | 732744073 | 0 | 0 | See Form 1
EPRI Dues Cost Support
Attachment A Line #s, Descriptions, Notes, Form 1 Page #s and Instructions | [5 empty] | Form 1 Amount | EPRI Dues |  | Details
Allocated General & Common Expenses
73 |  | Less EPRI Dues |  | (Note D) | p352-353 | 367479 | 176390 |  | EPRI Membership dues in FERC Transmission O&M Account 566.
Regulatory Expense Related to Transmission Cost Support
Attachment A Line #s, Descriptions, Notes, Form 1 Page #s and Instructions | [5 empty] | Form 1 Amount | Transmission Related | Non-transmission Related | Details
Allocated General & Common Expenses
70 |  | Less Regulatory Commission Exp Account 928 |  | (Note E) | p323.189b | 4428426.4 | 289110.61 | 4139315.79 | FERC Form 1 page 351.1 line 30 (h) - 32 (h), transmission related only.
Directly Assigned A&G
77 |  | Regulatory Commission Exp Account 928 |  | (Note G) | p323.189b | 4428426.4 | 289110.61 | 4139315.79 | FERC Form 1 page 351.1 line 30 (h) - 32 (h), transmission related only.
Safety Related Advertising Cost Support
Attachment A Line #s, Descriptions, Notes, Form 1 Page #s and Instructions | [5 empty] | Form 1 Amount | Safety Related | Non-safety Related | Details
Directly Assigned A&G
81 |  | General Advertising Exp Account 930.1 |  | (Note F) | p323.191b | 2405888.24 | 0 | 2405888.24 | None
Multistate Workpaper
Attachment A Line #s, Descriptions, Notes, Form 1 Page #s and Instructions | [5 empty] | State 1 | State 2 | State 3 | State 4 | State 5 | Details
Income Tax Rates
[6 empty] | Maryland | DC | Enter State | Enter State | Enter State | Enter Calculation
129 |  | SIT=State Income Tax Rate or Composite |  | (Note I) | 8.25% | 8.25% | 8.25% | Enter % | Enter % | Enter % | Apportioned: MD 4.89%, DC 3.36%
Education and Out Reach Cost Support
Attachment A Line #s, Descriptions, Notes, Form 1 Page #s and Instructions | [5 empty] | Form 1 Amount | Education & Outreach | Other | Details
Directly Assigned A&G
78 |  | General Advertising Exp Account 930.1 |  | (Note K) | p323.191b | 2405888.24 | 0 | 2405888.24 | None
Excluded Plant Cost Support
Attachment A Line #s, Descriptions, Notes, Form 1 Page #s and Instructions | [5 empty] | Excluded Transmission Facilities | Description of the Facilities
Adjustment to Remove Revenue Requirements Associated with Excluded Transmission Facilities
149 |  | Excluded Transmission Facilities |  | (Note M) | Attachment 5 | 0 | General Description of the Facilities
|  | Instructions: |  |  |  | Enter $ | None
| 1 | Remove all investment below 69 kV or generator step up transformers included in transmission plant in service that
are not a result of the RTEP Process
| 2 | If unable to determine the investment below 69kV in a substation with investment of 69 kV and higher as well as below 69 kV, |  |  |  | Or
|  | the following formula will be used: | Example |  |  | Enter $
| A | Total investment in substation | 1000000
| B | Identifiable investment in Transmission (provide workpapers) | 500000
| C | Identifiable investment in Distribution (provide workpapers) | 400000
| D | Amount to be excluded (A x (C / (B + C))) | 444444.4444
Add more lines if necessary
Prepayments
Attachment A Line #s, Descriptions, Notes, Form 1 Page #s and Instructions | [20 empty] | Description of the Prepayments
45 | Prepayments
[6 empty] | December Prior Year | January | February | March | April | May | June | July | August | September | October | November | End of Year December | Allocator | Allocation Factor
|  | Pension Liabilities, if any | [16 empty] | 15.46% | Labor
|  | Prepayments - DC ROW |  |  |  | 5728215.23 | 0 | 0 | 5728812.14 | 0 | 0 | 5742623.94 | 0 | 0 | 5758320.16 | 0 | 0 | 5761711.1 | 0% | Excluded | Prepayments related to DC ROW
|  | Prepayments - Transmission Personal Property Tax |  |  |  | 38669462.86 | 28354.91 | 58219.77 | 19358576.25 | 29864.86 | 59729.72 | 29864.86 | 29864.86 | 59729.72 | 4170460.96 | 29864.86 | 59729.72 | 42079388.25 | 23.2% | See Description. | Prepayments related to Transmission Personal Property Tax. See "Prop taxes to function" worksheet for total Transmission assessable plant factor (total transmission property taxes/total property taxes).
|  | Other Prepayments |  |  |  | 726391.14 | 1458978.12 | 1657614.75 | 1115448.15 | 864578.1 | 773676.17 | 682774.24 | 591872.31 | 500970.38 | 410068.45 | 679637.99 | 229542.6 | 985815.82 | 15.46% | Labor | Other Prepayments
|  | Montgomery Count Permit Fees |  |  |  | 623143.66 | 619466.54 | 615789.42 | 608894.82 | 608894.82 | 598782.74 | 598782.74 | 598782.74 | 598782.74 | 581127.18 | 581127.18 | 581127.18 | 581127.18 | 0% | Excluded
|  | Prepaid Taxes |  |  |  | -0.46 | 748032.24 | 374015.88 | -0.48 | 748032.22 | 374015.86 | -0.5 | 863105.24 | 431552.37 | -0.5 | 863104.83 | 431552.16 | -0.51 | 15.46% | Labor | Federal highway use tax
|  | Prepaid Rent |  |  |  | 320073.36 | 262293.08 | 204512.8 | 146732.52 | 580777.98 | 521803.95 | 474329.92 | 441711.26 | 382830.64 | 408207.37 | 436469.79 | 385200.28 | 326126.45 | 15.46% | Labor
|  | Postage |  |  |  | 234001.95 | 234001.95 | 234001.95 | 324607.24 | 324607.24 | 324607.24 | 287824.01 | 287824.01 | 287824.01 | 310265.79 | 310265.79 | 310265.79 | 251378.92 | 15.46% | Labor
|  | Prepaid Software |  |  |  | -17940.96 | -14689.71 | -12139.71 | -12139.71 | -23872.71 | -20047.71 | 6868.6 | 12534.91 | 28118.6 | 28118.6 | 28118.6 | 28118.6 | 28118.6 | 15.46% | Labor
|  | Prepaid Retention |  |  |  | 44333.33 | 0 | 0 | 36000 | 0 | 0 | 24333.34 | 0 | 0 | 11666.67 | 0 | 0 | 31666.67 | 15.46% | Labor
|  | Cost in Excess of Billings |  |  |  | 0 | 0 | 0 | 0 | 0 | 0 | 0 | 0 | 0 | 0 | 0 | 0 | 0 | 15.46% | Labor
|  | Working Funds |  |  |  | 0 | 0 | 0 | 0 | 0 | 0 | 0 | 0 | 0 | 0 | 0 | 0 | 0 | 0% | Excluded
|  | COLI Related Prepayment |  |  |  | 302816.6 | 408778.19 | 408778.19 | 281219.41 | 441187.53 | 441187.53 | 192449.55 | 192449.55 | 192449.55 | 63959.36 | 159018.8 | 519490.27 | 407735.58 | 0% | Excluded
|  | Leased Asset ROU-Op -Building |  |  |  | 12715.93 | 0 | 0 | 12715.93 | 0 | 0 | 12715.93 | 0 | 0 | 12715.93 | 0 | 0 | 12715.93 | 0% | Excluded
|  | Prepaid Gross Receipts Tax |  |  |  | 0 | 0 | 0 | 0 | 0 | 0 | 0 | 0 | 0 | 0 | 0 | 0 | 0 | 0% | Excluded
|  | Prepaid Environmental Credits |  |  |  | 165271970.96 | 184828536.95 | 200688693.44 | 48998340.77 | 60343638.81 | 68990883.73 | 85624226 | 105363789.1 | 119832085.63 | 132311291.1 | 143215594.37 | 154944385.35 | 171075602.28 | 0% | Excluded
|  | Prepayments Monthly Balance |  |  | p111, l.57 | 211915183.6 | 188573752.27 | 204229486.49 | 76599207.04 | 63917708.85 | 72064639.23 | 93676792.63 | 108381933.98 | 122314343.64 | 144066201.07 | 146303202.21 | 157489411.95 | 221541386.27 |  |  | The December beginning year and end of year balances shall tie to Pepco’s FERC Form 1, Page 111, Line 57 – Prepayments. For the months of January through November, the prepayment balances shall represent actual balances on Pepco’s books and records.
|  | Prepaid Pensions if not included in Prepayments |  |  |  | 221661736.88 | 219254524.72 | 217852377.41 | 215584364.4 | 213221906.91 | 210855494.03 | 208489081.15 | 206122668.27 | 203756255.39 | 201389660.25 | 199022988.01 | 196656315.77 | 194288690.83 | 15.46% | Labor | Prepaid Pension is recorded in FERC account 186 (see FERC Form 1 page 233).
|  | Prepaid OPEB if not included in Prepayments |  |  |  | 11092105.85 | 12965154.13 | 13070017.72 | 13181912.48 | 13156417.89 | 13126987.89 | 12982193.26 | 12986497.53 | 13008411.8 | 12993386.12 | 12861356.47 | 12766676.99 | 12702079.05 | 15.46% | Labor | Prepaid OPEB is recorded in FERC account 186 (see FERC Form 1 page 233).
|  | Total Monthly Balance Included in Rates |  |  |  | 46218317.3114 | 36334656.5552 | 36105301.0144 | 40119397.1068 | 35401575.8226 | 34957566.435 | 34485280.2088 | 34231473.5289 | 33788339.4268 | 34302309.6682 | 33132812.7009 | 32614826.0796 | 42026068.7427 |  |  | Attachment 9, line 17-29, column f
Transmission Related Account Reserves
Attachment A Line #s, Descriptions, Notes
44 | Transmission Related Account Reserves
|  | Current and Long-Term Portions recorded in FERC Accounts (242, 232, 253, 228.1, 228.2, 228.3, & 228.4) and the accrued portions of below items that have not yet been transferred to trusts, escrow accounts or restricted accounts, but are still in general accounts as of year-end and therefore available to Company. |  |  |  | December Prior Year | January | February | March | April | May | June | July | August | September | October | November | End of Year December | 13 Month Averages |  | Plant-Related Reserves Amount | Allocation (Plant Allocator) | Amount Allocated | Labor-Related Reserves Amount | Allocation (Labor Allocator) | Amount Allocated | 100% Transmission | Total Reserves
|  | Bodily Injuries - Plant Related |  |  |  | -2753311.23 | -2723311.23 | -2723311.23 | -2970629.66 | -2585629.66 | -2423129.66 | -2246350.21 | -2246350.21 | -2107350.21 | -2527668.79 | -2362668.79 | -2366668.79 | -4301546.15 | -2641378.9092 |  | -2641378.9092 | 21.81% | -576174.3739 |  | 15.46% | 0 |  | -576174.3739
|  | Bodily Injuries - Labor Related |  |  |  | -331125 | -331125 | -331125 | -331125 | -331125 | -331125 | -331125 | -331125 | -335125 | -300659 | -300659 | -296659 | -296659 | -321443.1538 |  |  | 21.81% | 0 | -321443.1538 | 15.46% | -49710.5121 |  | -49710.5121
|  | Current A/R-Workers Comp |  |  |  | 617354.55 | 421747.09 | 418918.99 | 416307.72 | 413260.89 | 410664.53 | 407847.79 | 404816.54 | 411564 | 415147.03 | 411046.85 | 408705.32 | 405888.59 | 427943.8377 |  |  | 21.81% | 0 | 427943.8377 | 15.46% | 66180.6203 |  | 66180.6203
|  | Other A/R-Workers Comp |  |  |  | 2950515.65 | 3163384.88 | 3143608.1 | 3125347.61 | 3104041.22 | 3085884.96 | 3066187.68 | 3044990.25 | 3092174.95 | 3044606.93 | 3015934.57 | 2999560.32 | 2979863.03 | 3062776.9346 |  |  | 21.81% | 0 | 3062776.9346 | 15.46% | 473652.0532 |  | 473652.0532
|  | Workers Comp - Long Term |  |  |  | -19313057.51 | -19373203.62 | -19342996.81 | -19294732.38 | -19420250.51 | -18934837.66 | -18943577.81 | -18884055.55 | -18692146.7 | -17334762.9 | -17161573.19 | -17249264.28 | -17196934.78 | -18549337.9769 |  |  | 21.81% |  | -18549337.9769 | 15.46% | -2868616.3588 |  | -2868616.3588
|  | Workers Comp - Short Term |  |  |  | -1637158 | -1091774.01 | -1082018.06 | -1077834.37 | -1095937.8 | -1026369.09 | -1027618.94 | -1019107.2 | -991664.05 | -1000955.85 | -976189.56 | -988729.47 | -980741.57 | -1076622.9208 |  |  | 21.81% |  | -1076622.9208 | 15.46% | -166497.4851 |  | -166497.4851
|  | FASB 112 Liability |  |  |  | -854400 | -854400 | -854400 | -854400 | -99353 | -99353 | -99353 | -99353 | -99353 | -99353 | -99353 | -99353 | -99353 | -331675.1538 |  |  | 21.81% | 0 | -331675.1538 | 15.46% | -51292.8695 |  | -51292.8695
|  | Other Payroll Taxes |  |  |  | -756929.09 | -770314.22 | -788983.57 | -822516.65 | -826007.79 | -837692.59 | -829090.73 | -809002.86 | -801557.2 | -791818.37 | -803074.73 | -812819.79 | -674461.87 | -794174.5738 |  |  | 21.81% | 0 | -794174.5738 | 15.46% | -122817.4384 |  | -122817.4384
|  | Accrued Bonuses & Incentives |  |  |  | -17526297.26 | -16926459.76 | -2077895.25 | -3166658.89 | -4277756.53 | -5369542.17 | -7216099.48 | -8275352.83 | -9780178.74 | -11098999.71 | -11253529.59 | -11814300.27 | -15473957.53 | -9558232.9238 |  |  | 21.81% | 0 | -9558232.9238 | 15.46% | -1478160.7495 |  | -1478160.7495
|  | Accrued Benefits - Medical, Dental, Vision Benefits, etc. |  |  |  | -8061852.48 | -7342541.31 | -7386385.99 | -5361950.06 | -5479796.49 | -5656771.69 | -6148154.12 | -6396923.02 | -6146600.4 | -6154527.15 | -5898666.7 | -5745800.7 | -6415852.16 | -6322755.5592 |  |  | 21.81% | 0 | -6322755.5592 | 15.46% | -977800.9357 |  | -977800.9357
|  | Accrued Vacation |  |  |  | -5406852.35 | -5582187.78 | -5926447.63 | -6392393.6 | -6434745.53 | -6594450.47 | -6740800.23 | -6434278.15 | -6243159.37 | -6305891.64 | -6463304.6 | -6562743.93 | -5096346.42 | -6167969.3615 |  |  | 21.81% | 0 | -6167969.3615 | 15.46% | -953863.5736 |  | -953863.5736
|  | ASC 712 OPEB Obligation - Current & Long-term |  |  |  | -390831 | -390831 | -390831 | -390831 | -221319 | -221319 | -221319 | -221319 | -221319 | -221319 | -221319 | -221319 | -221319 | -273476.5385 |  |  | 21.81% | 0 | -273476.5385 | 15.46% | -42292.5752 |  | -42292.5752
|  | Non-Pension Postretiree Benefit Obligation |  |  |  | 0 | 0 | 0 | 0 | 0 | 0 | 0 | 0 | 0 | 0 | 0 | 0 | 0 | 0 |  |  | 21.81% | 0 | 0 | 15.46% | 0 |  | 0
|  | Current & Long-term Incentive Plans |  |  |  | -163333.58 | -80316.68 | -86503.43 | -93879.94 | -100187.6 | -107502.64 | -114581.71 | -121896.75 | 0 | 0 | 0 | -72326.27 | -76925.26 | -78265.6815 |  |  | 21.81% | 0 | -78265.6815 | 15.46% | -12103.6241 |  | -12103.6241
|  | Severance Liability |  |  |  | -322078.56 | -359571.21 | -423244.74 | -403651.44 | -353397.66 | -328612.73 | -362031.24 | -347008.06 | -345753.17 | -345803.7 | -345803.7 | -345803.7 | -350370.26 | -356394.6285 |  |  | 21.81% | 0 | -356394.6285 | 15.46% | -55115.6846 |  | -55115.6846
|  | Other Accrued Incentive Plans including but not limited to Savings and 401-k matching |  |  |  | -501524.57 | -611935.08 | -257461.81 | -311099.04 | -362285.18 | -401944.42 | -450424.86 | -478737.53 | -134743.43 | -298453.79 | -326770.98 | -454008.96 | -487038.93 | -390494.5062 |  |  | 21.81% | 0 | -390494.5062 | 15.46% | -60389.1594 |  | -60389.1594
|  | Accrued Retention |  |  |  | -0.02 | 41555.54 | 42111.09 | -0.04 | 33222.19 | 28777.74 | -0.06 | 19888.84 | 15444.39 | -666.74 | 40555.49 | 36111.04 | -0.09 | 19769.1823 |  |  | 21.81% | 0 | 19769.1823 | 15.46% | 3057.2627 |  | 3057.2627
|  | Accrued Environmental Expenses |  |  |  | -20000 | -20000 | -20000 | -20000 | -20000 | -20000 | -20000 | -20000 | -20000 | -20000 | -20000 | -20000 | -20000 | -20000 | [7 empty] | -20000 | -20000
|  | Transmission Related Account Reserves Monthly Balance |  |  |  | -54470880.45 | -52831283.39 | -38086966.34 | -37950046.74 | -38057267.45 | -38827322.89 | -41276490.92 | -42214813.53 | -42399766.93 | -43041125.68 | -42765375.93 | -43605420.48 | -48305754.4 | -43371731.9331 |  | -2641378.9092 |  | -576174.3739 | -40710353.0238 |  | -6295771.0297 | -20000 | -6891945.4036 | Attachment H-9A, Line 44
Note: The Formula Rate shall include a credit to rate base for all unfunded reserves (funds collected from customers that (1) have not been set aside in a trust, escrow or restricted account; (2) whose balance are collected from customers through cost accruals to accounts that are recovered under the Formula Rate; and (3) exclude the portion of any balance offset by a balance sheet account). Each unfunded reserve will be included on lines above. The allocators in Col. (g) and Col. (m) will be the same allocators used in the formula for the cost accruals to the account that is recovered under the Formula Rate. Since reserves can be created by an offsetting balance sheet account, rather than through cost accruals, the amount to be deducted from rate base should exclude the portion offset by another balance sheet account.
Miscellaneous Revenue Credits | [6 empty] | January: Allocator; February: Allocation Factor; March: Description
|  | Miscellaneous Revenue Credits |  |  | 456 | 0 | January: 15.46%; February: Wages & Salary
[5 empty] | 456 + 456.1 | 7500 | January: 100%; February: 100% Transmission; March: Road Easement Fee
[5 empty] | 456 | 0 | January: 21.81%; February: Gross Plant
7500
[6 empty] | 7500 | January: Attachment 3 - Revenue Credit line 11a
Outstanding Network Credits Cost Support
Attachment A Line #s, Descriptions, Notes, Form 1 Page #s and Instructions | [5 empty] | Outstanding Network Credits | January: Description of the Credits
| Network Credits |  |  |  |  | Enter $ | January: General Description of the Credits
55 |  | Outstanding Network Credits |  | (Note N) | From PJM | 0 | January: None
56 |  | Less Accumulated Depreciation Associated with Facilities with Outstanding Network Credits (Enter as negative) |  | (Note N) | From PJM | 0 | January: None
Add more lines if necessary
Extraordinary Property Loss
Attachment A Line #s, Descriptions, Notes, Form 1 Page #s and Instructions | [5 empty] | Amount | January: Number of years; February: Amortization; March: w/ interest
61 |  | Less extraordinary property loss |  |  | Attachment 5 | 0
62 |  | Plus amortized extraordinary property loss |  |  | Attachment 5 | 0 | January: 5; February: 0; March: 0
Interest on Outstanding Network Credits Cost Support
Attachment A Line #s, Descriptions, Notes, Form 1 Page #s and Instructions | [5 empty] | Interest on Network Credits | January: Description of the Interest on the Credits
| Revenue Credits & Interest on Network Credits |  |  |  |  | Enter $
155 |  | Interest on Network Credits |  | (Note N) | PJM Data | 0 | January: None
Add more lines if necessary
Facility Credits under Section 30.9 of the PJM OATT and Facility Credits to Vineland per settlement in ER05-515
Attachment A Line #s, Descriptions, Notes, Form 1 Page #s and Instructions | [5 empty] | Amount | January: Description & PJM Documentation
Net Revenue Requirement
171 |  | Facility Credits under Section 30.9 of the PJM OATT and Facility Credits to Vineland per settlement in ER05-515 |  |  |  | 0
PJM Load Cost Support
Attachment A Line #s, Descriptions, Notes, Form 1 Page #s and Instructions | [5 empty] | 1 CP Peak | January: Description & PJM Documentation
Network Zonal Service Rate
173 |  | 1 CP Peak |  | (Note L) | PJM Data | 6161.7 | January: PJM
Statements BG/BH (Present and Proposed Revenues)
|  | Customer | Billing Determinants | Current Rate | Proposed Rate | Current Revenues | February: Proposed Revenues; April: Change in Revenues
|  | Pepco zone |  |  |  | 0 | February: 0; April: 0
|  | Total |  |  |  | 0 | February: 0; April: 0
Abandoned Transmission Plant
Attachment A Line #s, Descriptions, Notes, Form 1 Page #s and Instructions
A | Beginning Balance of Unamortized Transmission Plant |  | Per FERC Order | 616472.36
B | Months Remaining in Amortization Period |  | Per FERC Order | 60
C | Monthly Amortization |  | A/B | 10274.5393
D | Months in Year to be Amortized |  |  | 0
E | Amortization in Rate Year |  | C*D | 0 | Line 86a
F | Deductions |  |  | 616472.028
G | End of Year Balance in Unamortized Transmission Plant |  | A-E-F | 0.332
MAPP Abandonment recovery pursuant to ER13-607
Attachment A Line #s, Descriptions, Notes, Form 1 Page #s and Instructions
|  |  | DPL | Pepco | Total
171a |  | 2013-14 rate period | 9750649 | 12725412 | 22476061
171a |  | 2014-15 rate period | 14666395 | 16524210 | 31190605
171a |  | 2015-16 rate period | 12208522 | 14624812 | 26833334
|  | Total | 36625566 | 43874434 | 80500000
Brandywine Fly Ash Landfill Environmental Expenses
Attachment A Line #s, Descriptions, Notes, Form 1 Page #s and Instructions
Step 9 Attachment 6 - Estimate and Reconciliation Worksheet - Footnote 1 |  |  | -2617572 | Pepco shall make a negative adjustment to its transmission revenue requirement in its 2015 Annual Update in the amount of $2,617,572, to offset the $2,617,572 of Brandywine fly ash landfill environmental expenses included in Pepco’s 2014 Annual Update (“2013 Brandywine Fly Ash Expenses”). Pepco shall not include the 2013 Brandywine Fly Ash Expenses in a future Annual Update while recovery of such expenses is being pursued from a party outside of the PJM Tariff, but once Pepco is no longer pursuing recovery of such expenses outside of the PJM Tariff, Pepco may include such costs in a future Annual Update to the extent such expenses have not been recovered outside of the PJM Tariff, subject to SMECO’s right to challenge such inclusion at that time on any grounds permitted pursuant to Attachment H-9, including the Formula Rate Implementation Protocols, as though the costs had been included in the 2014 Annual Update. Any payments to Pepco for its 2013 Brandywine Fly Ash Expenses shall not be included in any Pepco Annual Update.
Plant Related Exclusions - Cost Support
|  | Attachment A Line #s, Descriptions, Notes, Form 1 Pages #s and Instructions |  |  |  | Form 1 Amounts | January: Capital Leases; February: Includable Plant
6 |  | Electric Plant in Service |  |  | p207.104g | 14446489762 | January: 202202432; February: 14244287330; March: Transmission Capital Lease $76,000,000, Distribution Capital Lease $76,000,000, and General capital lease $50,202,432
9 |  | Accumulated Depreciation (Total Electric Plant) |  |  | p219.29c | 4499231460 | February: 4499231460
10 |  | Accumulated Intangible Amortization |  |  | p200.21c | 178744777 | January: 178744777; February: 0; March: Transmission Capital Lease amortization $76,000,000, Distribution Capital Lease amortization $76,000,000, and General capital lease amortization $26,744,778
19 |  | Transmission Plant In Service |  |  | p207.58.g | 3045915886 | January: 76000000; February: 2969915886; March: Transmission Capital Lease included Acct 352: $76000000
23 |  | General & Intangible |  |  | p205.5.g & p207.99.g | 678929082 | January: 50202432; February: 628726650; March: General Capital Lease $50202432
31 |  | Accumulated General Depreciation |  |  | p219.28c | 311311220 | February: 311311220
Expense Related Exclusions - Cost Support
Attachment A Line #s, Descriptions, Notes, Form 1 Page #s and Instructions | [5 empty] | Total Form 1 Amount | Merger Costs | Separation Costs | State Approved Distribution Reg Asset Amortization | Membership Dues in 923 current rate year | Chamber of Commerce (923) | Chamber of Commerce (930.2) | Illinois Legislative Costs | Gross Receipt Taxes Refund (in 923) | Gross Receipt Taxes Refund (Total) | EPRI Membership | Total Amount After Exclusion
68 |  | Total A&G |  |  | Total: p323.197.b | 197078016.34 | January: 0; February: 0; March: 1004542.8; April: 15602.7295; October: 0; November: 196057870.8105
60 |  | Transmission O&M |  |  | p321.112.b | 34920405.08 | October: 176390; November: 34744015.08
Depreciation & Amortization - Cost Support
Attachment A Line #s, Descriptions and Notes | [5 empty] | Form 1 Amount | January: Merger Costs; February: Non Merger Related
86 |  | Transmission Depreciation Expense |  |  | p336.7b&c | 56555922 | January: 0; February: 56555922
87 |  | General Depreciation |  |  | p336.10b&c | 34152853 | January: 0; February: 34152853
88 |  | Intangible Amortization |  |  | p336.1d&e | 0 | January: 0; February: 0
92 |  | Common Depreciation - Electric Only |  |  |  | 0 | January: 0; February: 0
93 |  | Common Amortization - Electric Only |  |  |  | 0 | January: 0; February: 0
PBOP Expense in FERC 926
Attachment A Line #s, Descriptions, Notes, Form 1 Page #s and Instructions | [5 empty] | Total A&G Form 1 Amount | January: Account 926 Form 1 Amount; February: PBOP in FERC 926 current rate year; March: PBOP in FERC 926 prior rate year; April: Explanation of change in PBOP in FERC 926
68 |  | Total A&G |  |  | Total: p323.197.b Account 926: p323.187.b and c | 197078016.34 | January: 22791759.66; February: 2358277.68; March: 2648557.66; April: The actuarially determined amount of OPEB expense in FERC 926 decreased from the prior year. The decrease in postretirement welfare costs is primarily due to an increase in expected return on plan assets as well as the amortization of actuarial gains. There were favorable returns in 2024 which increased the asset base in 2025 with the EROA assumption remaining the same. The actuarial gains were a result in the change in discount rate and asset returns.
Attachment 3 - Revenue Credit Workpaper
17b |  | Costs associated with revenues in line 17a |  | 2283468.8084
|  |  | Revenue Subject to 50/50 sharing (Attachment 3 - line 17a) | 8298242.24
|  |  | Federal Income Tax Rate | 21%
|  |  | Federal Tax on Revenue subject to 50/50 sharing | 1742630.8704
|  |  | Net Revenue subject to 50/50 sharing | 6555611.3696
|  |  | Composite State Income Tax Rate | 8.25%
|  |  | State Tax on Revenue subject to 50/50 sharing | 540837.938
|  |  | Total Tax on Revenue subject to 50/50 sharing | 2283468.8084
Attachment H-9A
167 |  | Reference for Excel Cell F325 should be (Line 164 - 86) / 165
Attachment 6B - True-Up Interest
22 |  | The Total line in Excel cell A70 should have a line number 22
Attachment 9 - Rate Base
Excel D10 |  | Reference should be "207.99.g minus 207.98.g plus 205.5.g for end of year, records for other months"
Other Income Tax Adjustments
Transmission
[7 empty] | Depreciation |  | Tax Rate from
Line |  | Component Descriptions |  |  | Instruction References |  | January: Expense Amount; March: Attachment H-9A, Line 131; May: Amount to Line 136f
136a |  | Tax Adjustment for AFUDC Equity Component of Transmission Depreciation Expense |  |  | Instr. 1, 2, 3 below |  | January: 1808103; February: X; March: 27.52%; April: =; May: 497544.743
Amortization of Excess/Deficient Deferred Taxes - Transmission Component
136b |  | Amortization Excess / Deficient Deferred Taxes (Federal) - Transmission Component |  |  | Instr. 4 below |  | May: -997439
136c |  | Amortization Excess / Deficient Deferred Taxes (State) - Transmission Component |  |  | Instr. 4 below |  | May: 0
136d |  | Amortization of Other Flow-Through Items - Transmission Component |  |  | Instr. 5 below |  | May: 0
136e |  | Total Other Income Tax Adjustments - Expense / (Benefit) |  |  | Instr. 6 below |  | May: -499894.257
Instr. #s |  | Instructions
Inst. 1 |  | Transmission Depreciation Expense is the gross cumulative amount based upon tax records of capitalized AFUDC equity embedded in the gross plant attributable to the transmission function multiplied by the Capital Recovery Rate (described in Instruction 2).
Inst. 2 |  | Capital Recovery Rate is the book depreciation rate applicable to the underlying plant assets.
Inst. 3 |  | "AFUDC-Equity" category reflects the nondeductible component of depreciation expense related to the capitalized equity portion of Allowance for Funds Used During Construction (AFUDC).
Inst. 4 |  | Upon enactment of changes in tax law, accumulated deferred income taxes are re-measured and adjusted in the Company's books of account, resulting in deficient or (excess) accumulated deferred income taxes (ADIT). Such deficient or (excess) ADIT attributed to the transmission function will be based upon tax records and calculated in the calendar year in which the deficient or (excess) amount was measured and recorded for financial reporting purposes. See Attachment 1E - ADIT Amortization, Column G, Line 50 and Line 193 for additional information and support for the current year amortization. The current year amortization of deficient and (excess) ADIT is recorded in FERC Accounts 410.1 and 411.1.
Inst. 5 |  | Other Flow-Through Items - In the past regulatory agencies required certain federal and state income tax savings resulting from temporary differences between the amount of taxes computed for ratemaking purposes and taxes on the amount of actual current federal income tax liability to be immediately "flowed through" rates for certain assets. The "flow-through" savings were accounted for in deferred tax balances, based on the expectation and understanding that while tax savings would be immediately flowed through to ratepayers, the flow-through expense incurred when the temporary differences reverse would be recovered from ratepayers. The "Amortization of Other Flow-Through Items" represents the transmission portion of tax expense relating to the reversal of these temporary differences. The Other Flow-Through balance as of September 30, 2018 will reverse beginning October 1, 2018 based on the prescribed periods.
Inst. 6 |  | Negative amounts (i.e. tax benefits) reduce recoverable tax expense and positive amounts (i.e. tax expense) increase recoverable tax expense.
FERC Form 1 XBRL Mapping Change | bar: January to March
| Item | Description | Tab/Attachment | Cell Reference | Existing FERC Reference | Updated FERC Form 1 Reference | bar: January to February
| 1 | Transmission Wages Expense | ATT H-9A | F10 | p354.21b | p354-355.21.b
| 2 | Exelon Business Services Company Transmission Wages Expense | ATT H-9A | F11 | P354 footnote | p354-355 footnote
| 3 | Pepco Holdings Service Company Wages Expense | ATT H-9A | F12 | P354 footnote | p354-355 footnote
| 4 | Direct Total Wages Expense | ATT H-9A | F14 | p354.28b | p354-355.28.b
| 5 | Exelon Business Services Company Total Wages Expense | ATT H-9A | F15 | P354 footnote | p354-355 footnote
| 6 | Pepco Holdings Service Company Total Wages Expense | ATT H-9A | F16 | P354 footnote | p354-355 footnote
| 7 | Less A&G Wages Expense | ATT H-9A | F18 | p354.27b | p354-355.27.b
| 8 | Less Exelon Business Services Company A&G Wages Expense | ATT H-9A | F19 | P354 footnote | p354-355 footnote
| 9 | Less Pepco Holdings Service Company A&G Wages Expense | ATT H-9A | F20 | P354 footnote | p354-355 footnote
| 10 | Electric Plant in Service | ATT H-9A | F27 | p207.104g (See Attachment 9A, line 14, column j) | p204-207.104.g (See Attachment 9A, line 14, column j)
| 11 | Accumulated Intangible Amortization | ATT H-9A | F34 | p200.21c (See Attachment 9, line 14, column h) | p200-201.21.c (See Attachment 9, line 14, column h)
| 12 | Transmission Plant In Service | ATT H-9A | F54 | p207.58.g (See Attachment 9, line 14, column b) | p204-207.58.g (See Attachment 9, line 14, column b)
| 13 | General & Intangible | ATT H-9A | F60 | p205.5.g & p207.99.g (See Attachment 9, line 14, column c) | p204-207.5.g & p204-207.99.g (See Attachment 9, line 14, column c)
| 14 | Less Account 565 | ATT H-9A | F147 | p321.96.b | p320-321.96.b
| 15 | Plus Transmission Lease Payments | ATT H-9A | F150 | p200.3.c | p200-201.3.c
| 16 | Less Property Insurance Account 924 | ATT H-9A | F159 | p323.185b | p320-323.185.b
| 17 | Less Regulatory Commission Exp Account 928 | ATT H-9A | F160 | p323.189b | p320-323.189b
| 18 | Less General Advertising Exp Account 930.1 | ATT H-9A | F161 | p323.191b | p320-323.191.b
| 19 | Regulatory Commission Exp Account 928 | ATT H-9A | F169 | p323.189b | p320-323.189.b
| 20 | General Advertising Exp Account 930.1 | ATT H-9A | F170 | p323.191b | p320-323.191.b
| 21 | Property Insurance Account 924 | ATT H-9A | F173 | p323.185b | p320-323.185.b
| 22 | General Advertising Exp Account 930.1 | ATT H-9A | F174 | p323.191b | p320-323.191.b
| 23 | Transmission Depreciation Expense | ATT H-9A | F185 | P336.7b&c (See Attachment 5) | P336-337.7.b&c (See Attachment 5)
| 24 | General Depreciation | ATT H-9A | F189 | p336.10b&c (See Attachment 5) | p336-337.10.b&c (See Attachment 5)
| 25 | Intangible Amortization | ATT H-9A | F191 | p336.1d&e (See Attachment 5) | p336-337.1.d&e (See Attachment 5)
| 26 | Common Depreciation - Electric Only | ATT H-9A | F197 | p336.11.b (See Attachment 5) | p336-337.11.b (See Attachment 5)
| 27 | Common Amortization - Electric Only | ATT H-9A | F198 | p356 or p336.11d (See Attachment 5) | p356 or p336-337.11.d (See Attachment 5)
| 28 | Long Term Interest | ATT H-9A | F215 | p117.62c through 67c | p114-117.62.c through 67.c
| 29 | Proprietary Capital | ATT H-9A | F222 | p112.16c | p112-113.16.c
| 30 | Less Account 216.1 | ATT H-9A | F224 | p112.12c | p112-113.12.c
| 31 | Less Account 219 | ATT H-9A | F225 | p112.15c | p112-113.15.c
| 32 | Long Term Debt | ATT H-9A | F229 | p112.17c through 21c | p112-113.17.c through 21.c
| 33 | Less Loss on Reacquired Debt | ATT H-9A | F230 | p111.81c | p110-111.81.c
| 34 | Plus Gain on Reacquired Debt | ATT H-9A | F231 | p113.61c | p112-113.61.c
| 35 | Preferred Stock | ATT H-9A | F235 | p112.3c | p112-113.3.c
| 36 | Footnote X | ATT H-9A | C384 | 112 lines 18.c & d to 21.c & d | 112-113 lines 18.c&d to 21.c&d
| 37 | Footnote Y | ATT H-9A | C385 | 112 line 3.c & d | 112-113 line 3.c&d
| 38 | Footnote Z | ATT H-9A | C386 | 112 lines 16.c & d | 112-113 lines 16.c&d
| 39 | ADIT-282 | 1B - ADIT EOY | B183 | Total - Pg. 275 (Form 1-F filer: see note 7, below) | Total - Pg. 274-275 (Form 1-F filer: see note 7, below)
| 40 | Instructions for Account 282: | 1B - ADIT EOY | B193 | 7. Re: Form 1-F filer: Sum of subtotals for Accounts 282 and 283 should tie to Form No. 1-F, p.113.57.c | 7. Re: Form 1-F filer: Sum of subtotals for Accounts 282 and 283 should tie to Form No. 1-F, p.112-113.63.c & 64.c
| 41 | ADIT-283 (Subject to Proration) | 1B - ADIT EOY | B252 | Total - Pg. 277 (Form 1-F filer: see note 7, below) | Total - Pg. 276-277 (Form 1-F filer: see note 7, below)
| 42 | Instructions for Account 283: | 1B - ADIT EOY | B262 | 7. Re: Form 1-F filer: Sum of subtotals for Accounts 282 and 283 should tie to Form No. 1-F, p.113.57.c | 7. Re: Form 1-F filer: Sum of subtotals for Accounts 282 and 283 should tie to Form No. 1-F, p.112-113.63.c & 64.c
| 43 | ADIT-282 | 1C - ADIT BOY | B183 | Total - Pg. 275 (Form 1-F filer: see note 7, below) | Total - Pg. 274-275 (Form 1-F filer: see note 7, below)
| 44 | Instructions for Account 282: | 1C - ADIT BOY | B193 | 7. Re: Form 1-F filer: Sum of subtotals for Accounts 282 and 283 should tie to Form No. 1-F, p.113.57.c | 7. Re: Form 1-F filer: Sum of subtotals for Accounts 282 and 283 should tie to Form No. 1-F, p.112-113.63.d & 64.d
| 45 | ADIT-283 (Subject to Proration) | 1C - ADIT BOY | B252 | Total - Pg. 277 (Form 1-F filer: see note 7, below) | Total - Pg. 276-277 (Form 1-F filer: see note 7, below)
| 46 | Instructions for Account 283: | 1C - ADIT BOY | B262 | 7. Re: Form 1-F filer: Sum of subtotals for Accounts 282 and 283 should tie to Form No. 1-F, p.113.57.c | 7. Re: Form 1-F filer: Sum of subtotals for Accounts 282 and 283 should tie to Form No. 1-F, p.112-113.63.d & 64.d
| 47 | Attachment 2 - Taxes Other Than Income Worksheet | 2 - Other Tax | C69 | Total "Taxes Other Than Income Taxes" - acct 408.10 (p. 114.14) | Total "Taxes Other Than Income Taxes" - acct 408.10 (p114-117.14)
| 48 | Accumulated Intangible Amortization | 5 - Cost Support 1 | F7 | p200.21c (See Attachment 9, column h) | p200-201.21.c (See Attachment 9, column h)
| 49 | Plus Transmission Lease Payments | 5 - Cost Support 1 | F17 | p200.3.c | p200-201.3.c
| 50 | CWIP & Expensed Lease Worksheet | 5 - Cost Support 1 | F33 | p207.104g (See Attachment 9A, column b) | p204-207.104.g (See Attachment 9A, column b)
| 51 | CWIP & Expensed Lease Worksheet | 5 - Cost Support 1 | F35 | p207.58.g (See Attachment 9, column b) | p204-207.58.g (See Attachment 9, column b)
| 52 | Less Regulatory Commission Exp Account 928 | 5 - Cost Support 1 | F50 | p323.189b | p320-323.189.b
| 53 | Regulatory Commission Exp Account 928 | 5 - Cost Support 1 | F52 | p323.189b | p320-323.189.b
| 54 | General Advertising Exp Account 930.1 | 5 - Cost Support 1 | F58 | p323.191b | p320-323.191.b
| 55 | General Advertising Exp Account 930.1 | 5 - Cost Support 1 | F71 | p323.191b | p320-323.191.b
| 56 | Prepayments | 5 - Cost Support 1 | F111 | p111, l.57 | p110-111, l.57
| 57 | Electric Plant in Service | 5 - Cost Support 1 | F230 | p207.104g | p204-207.104.g
| 58 | Accumulated Intangible Amortization | 5 - Cost Support 1 | F232 | p200.21c | p200-201.21.c
| 59 | Transmission Plant In Service | 5 - Cost Support 1 | F233 | p207.58.g | p204-207.58.g
| 60 | General & Intangible | 5 - Cost Support 1 | F234 | p205.5.g & p207.99.g | p204-207.5.g & p204-207.99.g
| 61 | Total A&G | 5 - Cost Support 1 | F240 | Total: p323.197.b | Total: p320-323.197.b
| 62 | Transmission O&M | 5 - Cost Support 1 | F241 | p321.112.b | p320-323.112.b
| 63 | Total A&G | 5 - Cost Support 1 | F255 | Total: p323.197.b Account 926: p323.187.b and c | Total: p320-323.197.b Account 926: p320-323.187.b&c
| 64 | Transmission(Gross Plant In Service) | 9 - Rate Base | C10 | 207.58.g minus 207.57.g. Projected monthly balances that are the amounts expected to be included in 207.58.g for end of year and records for other months (Note I) | 204-207.58.g minus 204- 207.57.g. Projected monthly balances that are the amounts expected to be included in 204-207.58.g for end of year and records for other months (Note I)
| 65 | General & Intangible(Gross Plant In Service) | 9 - Rate Base | D10 | 207.99.g minus 207.98.g for end of year, records for other months | 204-207.99.g minus 204-207.98.g for end of year, records for other months
| 66 | Intangible (Accumulated Amortization) | 9 - Rate Base | I10 | 200.21c for end of year, records for other months | 200-201.21.c for end of year, records for other months
| 67 | Total Plant in Service(Gross Plant In Service) | 9A - Gross Plant & ARO | C10 | p207.104.g. Projected monthly balances that are the amounts expected to be included in 207.104.g for end of year and records for other months | p204-207.104.g. Projected monthly balances that are the amounts expected to be included in 204- 207.104.g for end of year and records for other months
| 68 | Transmission(Gross Plant In Service) | 9A - Gross Plant & ARO | D10 | 207.58.g. Projected monthly balances that are the amounts expected to be included in 207.58.g for end of year and records for other months (Note I) | 204-207.58.g. Projected monthly balances that are the amounts expected to be included in 204-207.58.g for end of year and records for other months (Note I)
| 69 | General & Intangible(Gross Plant In Service) | 9A - Gross Plant & ARO | E10 | 207.99.g. plus 205.5.g. for end of year, records for other months | 204-207.99.g. plus 204-207.5.g. for end of year, records for other months
| 70 | Total Plant in Service(Asset Retirement Obligations) | 9A - Gross Plant & ARO | G10 | 207.57.g. + 207.74.g. + 207.83.g. + 207.98.g. Projected monthly balances that are the amounts expected to be included in 207.57.g. + 207.74.g. + 207.83.g. + 207.98.g. for end of year and records for other months | 204-207.57.g. + 204-207.74.g. + 204-207.83.g. + 204-207.98.g. Projected monthly balances that are the amounts expected to be included in 204-207.57.g. + 204-207.74.g. + 204-207.83.g. + 204-207.98.g. for end of year and records for other months
| 71 | Transmission(Asset Retirement Obligations) | 9A - Gross Plant & ARO | H10 | 207.57.g. Projected monthly balances that are the amounts expected to be included in 207.57.g for end of year and records for other months | 204-207.57.g. Projected monthly balances that are the amounts expected to be included in 204-207.57.g for end of year and records for other months
| 72 | General & Intangible (Asset Retirement Obligations) | 9A - Gross Plant & ARO | I10 | 207.98.g. for end of year, records for other months | 204-207.98.g. for end of year, records for other months
| 73 | Intangible Amort. (Accumulated Depreciation & Amortization) | 9A - Gross Plant & ARO | F30 | 200.21c for end of year, records for other months | 200-201.21.c for end of year, records for other months
| 74 | Intangible Amort. (Asset Retirement Obligations) | 9A - Gross Plant & ARO | L30 | 200.21c for end of year, records for other months | 200-201.21.c for end of year, records for other months
| 75 | Attachment 11A - O&M Workpaper | 11A - O&M | E7 | 321.83.b to 321.112.b | 320-323.83.b to 320-323.112.b
| 76 | Attachment 11B - A&G Workpaper | 11B - A&G | E7 | 323.181.b to 323.196.b | 320-323.181.b to 320-323.196.b

## 5a - Affiliate Allocations
Potomac Electric Power Company
Attachment 5a - Allocations of Costs to Affiliate
| Delmarva | Atlantic
Practice Areas | Power | City | Pepco | BGE | ComEd | PECO | Non - Regulated | Total
Executive Management | 1520486 | 1447443 | 2571111 |  |  |  | 2664 | 5541704
0
Support Services | 8472230 | 7002654 | 14363640 |  |  | 29785 | 3853753 | 33722062
0
Financial Services | 8171763 | 7495495 | 13710569 |  |  |  | 17523 | 29395350
0
Human Resources | 3224381 | 2151266 | 4641890 |  |  |  | 0 | 10017537
0
Legal Services | 1851507 | 1647165 | 2938590 |  |  |  | 471374 | 6908636
0
Customer Operations | 46701747 | 46872676 | 35290390 |  |  |  | 0 | 128864813
0
Information Technology | 4521643 | 4363707 | 7859210 |  |  |  | 4042 | 16748602
0
Gov't, External, and Reg Affairs | 11468873 | 7690010 | 15273651 |  |  |  | 1290 | 34433824
0
Communication Services | 2282059 | 2031773 | 3785750 |  |  |  | 2540 | 8102122
0
Regulated Electric and Gas Op Services | 41865642 | 38655502 | 65845460 | 252021 | 164673 | 67826 | 172 | 146851296
0
Supply Services | 779184 | 543400 | 1461593 |  |  |  | 156 | 2784333
Total | 130859515 | 119901091 | 167741854 | 252021 | 164673 | 97611 | 4353514 | 423370279

## 5b - EBSC Affiliate Allocations
Potomac Electric Power Company
Attachment 5b - EBSC Allocations of Costs to Affiliate
| Delmarva | Atlantic
Practice Areas | Power | City | Pepco | BGE | ComEd | PECO | Non - Regulated | Total
BSC Commercial Operations Grp | 29965.17 | 24343.63 | 51278.09 | 100156.38 | 182577.37 | 83638.53 | 28743.14 | 500702.31
BSC Communications | 1416999.83 | 1150326.57 | 2258329.35 | 3935835.34 | 6908436.42 | 3599102.28 | 1058951.58 | 20327981.37
BSC Corp Development | 85321.76 | 69315.29 | 146007.41 | 251371.98 | 519863.99 | 238149.13 | 81842.44 | 1391872
BSC Corp Secretary | 581241.89 | 467231.16 | 1100445.8 | 1953141.33 | 3811739.41 | 1860027.02 | 644330.54 | 10418157.15
BSC Corp Strategy | 1199000.46 | 974422.66 | 2033365.5 | 3698339.09 | 7244429.64 | 3369262.2 | 1090885.95 | 19609705.5
BSC Corporate SLA | 1545518.71 | 1255576.36 | 2644778.32 | 4553355.25 | 9416822.75 | 4313837.67 | 1482487.77 | 25212376.83
BSC Executive Services | 3904418.9 | 3079181.84 | 6680654.11 | 11544209.17 | 23237360.19 | 10729636.84 | 3649397.66 | 62824858.71
BSC Exelon Utilities | 11559632.99 | 7550120.65 | 17080514.19 | 30900845 | 39020336.59 | 31358441.47 | 1458113.71 | 138928004.6
BSC Exelon Transmission Co | 0 | 0 | 0 | 0 | 0 | 0 | 5706.6 | 5706.6
BSC Finance | 12281537.9 | 10168123.49 | 21082338.3 | 35638303.29 | 61000720.66 | 29846893.13 | 14799150.43 | 184817067.2
BSC Gen Company Activities | 718691.84 | 575530.66 | 1156088.19 | 2081835.44 | 3983916.23 | 1959641.07 | 463603.65 | 10939307.08
BSC General Counsel | 478845.5 | 389013.15 | 819427.09 | 1411533.21 | 2287783.61 | 1338741.88 | 518199.87 | 7243544.31
BSC HR | 2858578.28 | 1893972.34 | 4214774.37 | 10180721.5 | 19835764.67 | 9244548.56 | 4128678.2 | 52357037.92
BSC IT | 88700426.94 | 71397762.73 | 132976724.9 | 251662500.33 | 471202663.03 | 236701911.05 | 26340929.05 | 1278982918.03
BSC Investment | 155228.36 | 126107.15 | 265635.38 | 457328.33 | 945803.29 | 433271.74 | 148898.11 | 2532272.36
BSC Legal Services | 1445856.69 | 1431147.46 | 2442034.45 | 3969217.69 | 6554182.41 | 3890036.25 | 827081.52 | 20559556.47
BSC Real Estate | 185462.48 | 229865.59 | 279680.83 | 742938.86 | 3111089.32 | 697193.91 | 43217.63 | 5289448.62
BSC Reg & Gov't Affairs | 921905.13 | 748953.99 | 1577615 | 2716084.02 | 5617222.15 | 2573211.27 | 884308.35 | 15039299.91
BSC Supply Services | 2389292.21 | 1973054.94 | 4483212.45 | 6282713.99 | 12635725.33 | 7463136.31 | 315076.46 | 35542211.69
BSC Unassigned Departments | 1287.3 | 1045.8 | 2202.9 | 3888.88 | 20738.67 | 3593.1 | 3769.8 | 36526.45
Total | 130459212.34 | 103505095.46 | 201295106.63 | 372084319.08 | 677537175.73 | 349704273.41 | 57973372.46 | 1892558555.11

## 6 - Project Rev Req
Potomac Electric Power Company
Attachment 6
True-Up Revenue Requirement Worksheet
To be completed in conjunction with Attachment H-9A.
| (1) |  | (2) |  |  |  | (3) |  |  | (4)
Line |  |  | Attachment H-9A
No. |  |  | Page, Line, Col. |  |  |  | Transmission |  |  | Allocator
1 | Gross Transmission Plant - Total |  | Attach 9, line 16, column b |  |  |  | 2899844248.9544
2 | Net Transmission Plant - Total |  | Attach 9, line 16, column i |  |  |  | 2189880414.8775
O&M EXPENSE
3 | Total O&M Allocated to Transmission |  | Attach H-9A, line 85 |  |  |  | 64447492.0963
4 | Annual Allocation Factor for O&M |  | (line 3 divided by line 1 col 3) |  |  |  | 0.022224 |  |  | 0.022224
GENERAL, INTANGIBLE AND COMMON (G&C) DEPRECIATION EXPENSE
5 | Total G, I & C Depreciation Expense |  | Attach H-9A, line 86a plus line 91 plus line 96 |  |  |  | 5281667.3531
6 | Annual Allocation Factor for G, I & C Depreciation Expense |  | (line 5 divided by line 1 col 3) |  |  |  | 0.0018214 |  |  | 0.0018214
TAXES OTHER THAN INCOME TAXES
7 | Total Other Taxes |  | Attach H-9A, line 99 |  |  |  | 19271194.7443
8 | Annual Allocation Factor for Other Taxes |  | (line 7 divided by line 1 col 3) |  |  |  | 0.0066456 |  |  | 0.0066456
9 | Less Revenue Credits (Enter As Negative) |  | Attach H-9A, line 154 |  |  |  | -10266363.3043
10 | Annual Allocation Factor Revenue Credits |  | (line 9 divided by line 1 col 3) |  |  |  | -0.0035403 |  |  | -0.0035403
11 | Annual Allocation Factor for Expense |  | Sum of line 4, 6, 8, and 10 | [6 empty] | 0.027151
INCOME TAXES
12 | Total Income Taxes |  | Attach H-9A, line 138 |  |  |  | 38365034.2576
13 | Annual Allocation Factor for Income Taxes |  | (line 12 divided by line 2 col 3) |  |  |  | 0.017519 |  |  | 0.017519
RETURN
14 | Return on Rate Base |  | Attach H-9A, line 145 |  |  |  | 150562985.2238
15 | Annual Allocation Factor for Return on Rate Base |  | (line 14 divided by line 2 col 3) |  |  |  | 0.068754 |  |  | 0.068754
16 | Annual Allocation Factor for Return |  | Sum of line 13 and 15 |  |  |  | 0.086273 |  |  | 0.086273
| -1 | -2 | -3 | -4 | -5 | -6 | -7 | -8 | -9 | -10 | -11 | -12 | -13 | (14) | (15)
Line No. | All True-Up Items | PJM Project Number | Project Gross Plant | Annual Allocation Factor for Expense | Annual Expense Charge | Project Net Plant or CWIP Balance | Annual Allocation Factor for Return | Annual Return Charge | Project Depreciation/Amortization Expense | Annual Revenue Requirement | Incentive Return in basis Points | Incentive Return | Total Annual Revenue Requirement | True-Up Adjustment | Net Rev Req
|  |  | (Note C) | (Page 1 line 11) | (Col. 3 * Col. 4) | (Notes D & I) | (Page 1 line 16) | (Col. 6 * Col. 7) | (Notes E & I) | (Sum Col. 5, 8 & 9) | (Note K) | (Attachment 7) | (Sum Col. 10 & 12) | (Note F) | Sum Col. 13 & 14 (Note G)
17a | Zonal | Zonal | 2555660344.7644 | 0.027151 | 69389015.763 | 1921327104.3764 | 0.086273 | 165759062.5222 | 46722096.166 | 281870174.4512 | 0 | 0 | 281870174.4512 |  | 281870174.4512
17b | Brighton Sub | B0288 | 33558380 | 0.027151 | 911147.2749 | 23051411.0238 | 0.086273 | 1988719.2933 | 958810.8571 | 3858677.4253 | 150 | 173473.4311 | 4032150.8564 |  | 4032150.8564
17c | Burches Hill 500/230kV transformer - second 1000 MVA | B0319 | 36700000 | 0.027151 | 996445.7459 | 27437619.0476 | 0.086273 | 2367131.5524 | 1048571.4286 | 4412148.7268 | 150 | 210363.5552 | 4622512.2821 |  | 4622512.2821
17d | Reconductor Dickerson-Quince Orchard 230kV | B0367.1/B0367.2 | 20000000 | 0.027151 | 543022.2048 | 14952380.9524 | 0.086273 | 1289989.9468 | 571428.5714 | 2404440.7231 | 150 | 114639.5396 | 2519080.2627 |  | 2519080.2627
17e | Chalk Point 230kV Breaker 1A | B0512.7 | 2000000 | 0.027151 | 54302.2205 | 1495238.0952 | 0.086273 | 128998.9947 | 57142.8571 | 240444.0723 | 0 | 0 | 240444.0723 |  | 240444.0723
17f | Chalk Point 230kV Breaker 1B | B0512.8 | 2000000 | 0.027151 | 54302.2205 | 1495238.0952 | 0.086273 | 128998.9947 | 57142.8571 | 240444.0723 | 0 | 0 | 240444.0723 |  | 240444.0723
17g | Chalk Point 230kV Breaker 2A | B0512.9 | 2000000 | 0.027151 | 54302.2205 | 1495238.0952 | 0.086273 | 128998.9947 | 57142.8571 | 240444.0723 | 0 | 0 | 240444.0723 |  | 240444.0723
17h | Chalk Point 230kV Breaker 3A | B0512.12 | 2000000 | 0.027151 | 54302.2205 | 1514285.7143 | 0.086273 | 130642.294 | 57142.8571 | 242087.3716 | 0 | 0 | 242087.3716 |  | 242087.3716
17i | Burches Hill-Palmer Cr Upgrade 23090, 91, 92, 93 | B0478 | 15875382 | 0.027151 | 431034.2468 | 12246723.2571 | 0.086273 | 1056564.1641 | 453582.3429 | 1941180.7538 | 150 | 94500.3305 | 2035681.0843 |  | 2035681.0843
17j | Burches Hill Sub: Add 3rd 500/230kV | B0499 | 29544357 | 0.027151 | 802162.094 | 22791361.1143 | 0.086273 | 1966283.952 | 844124.4857 | 3612570.5317 | 150 | 175866.7287 | 3788437.2604 |  | 3788437.2604
17k | Ritchie-Benning: Install (2) 230kV Lines | B0526 | 58581170 | 0.027151 | 1590543.8048 | 45191188.2857 | 0.086273 | 3898789.0128 | 1673747.7143 | 7163080.5319 | 0 | 0 | 7163080.5319 |  | 7163080.5319
17l | Benning Sub: Add 3rd 230/69kV, 250MVA | B0701.1 | 5226954 | 0.027151 | 141917.6043 | 4032221.6571 | 0.086273 | 347872.7179 | 149341.5429 | 639131.865 | 0 | 0 | 639131.865 |  | 639131.865
17m | Brighton Sub: Upgrade T1 500/230kV Transformer | B0496 | 19021804 | 0.027151 | 516463.0974 | 15221583.9143 | 0.086273 | 1313214.9513 | 543480.1143 | 2373158.163 | 150 | 118304.9435 | 2491463.1064 |  | 2491463.1064
17n | Convert Buzzard to Ritchie Line - 138kV to 230kV | B1125 | 51852352.19 | 0.027151 | 1407848.9306 | 43422927.084 | 0.086273 | 3746235.4375 | 1481495.7769 | 6635580.145 | 0 | 0 | 6635580.145 |  | 6635580.145
17o | Reconductor feeder Dickerson to Quince Orchard | b2008 | 8623505 | 0.027151 | 234137.7349 | 7320179.879 | 0.086273 | 631535.4379 | 246385.8571 | 1112059.03 | 0 | 0 | 1112059.03 |  | 1112059.03
17p | Reconductor the Dickerson - Pleasant View 230kV circuit | b0467.1 | 9000000 | 0.027151 | 244359.9922 | 6685714.2857 | 0.086273 | 576798.0526 | 257142.8571 | 1078300.902 | 0 | 0 | 1078300.902 |  | 1078300.902
17q | Upgrade the 230kV line from Buzzard 016 - Ritchie 059 | b1126 | 39000000 | 0.027151 | 1058893.2995 | 32314285.7143 | 0.086273 | 2787857.2544 | 1114285.7143 | 4961036.2682 | 0 | 0 | 4961036.2682 |  | 4961036.2682
17r | Reconductor the Dickerson station “H” – Quince Orchard 230kV | b1596 | 9200000 | 0.027151 | 249790.2142 | 7885714.2857 | 0.086273 | 680325.9082 | 262857.1429 | 1192973.2653 | 0 | 0 | 1192973.2653 |  | 1192973.2653
17s
17t
17u
17v
18 | Annual Totals |  | 2899844248.9544 |  | 78733990.8894 | 2189880414.8775 |  | 188928019.4814 | 56555922 | 324217932.3708 |  | 887148.5287 | 325105080.8995 | 0 | 325105080.8995
Note
Letter
A | Annual Allocation Factor for Return -1: Gross Transmission Plant is that identified on page 2 line 2 of Attachment H.
B | Annual Allocation Factor for Return -1: Inclusive of any CWIP or unamortized abandoned plant included in rate base when authorized by FERC order less any prefunded AFUDC, if applicable.
C | Annual Allocation Factor for Return -1: Project Gross Plant is the total capital investment for the project calculated in the same method as the gross plant value in line 1. This value includes subsequent capital investments required to maintain the facilities to their original capabilities.
Gross plant does not include Unamortized Abandoned Plant.
D | Annual Allocation Factor for Return -1: Project Net Plant is the Project Gross Plant Identified in Column 3 less the associated Accumulated Depreciation. Net Plant includes CWIP and Unamortized Abandoned Plant and excludes any regulatory asset, which are to entered as a separate line item.
E | Annual Allocation Factor for Return -1: Project Depreciation Expense is the actual value booked for the project and included in the Depreciation Expense in Attachment H, page 3, line 14. Project Depreciation Expense includes the amortization of Abandoned Plant
F | Annual Allocation Factor for Return -1: True-Up Adjustment is calculated on the Project True-up Schedule for the Rate Year
G | Annual Allocation Factor for Return -1: The Net Rev Req is the value to be used in the rate calculation under the applicable Schedule under the PJM OATT for each project.
H | Annual Allocation Factor for Return -1: The Total General, Intangible and Common Depreciation Expense excludes any depreciation expense directly associated with a project and thereby included in page 2 column 9.
I | Annual Allocation Factor for Return -1: The Unamortized Abandoned Plant balance is included in Net Plant, and Amortization of Abandoned Plant is included in Depreciation/Amortization Expense.
J | Annual Allocation Factor for Return -1: The Competitive Bid Concession is the reduction in revenue, if any, that the company agreed to, for instance, to be selected to build facilities as the result of a competitive process and equals the amount by which the annual revenue requirement is reduced from the ceiling rate
K | Annual Allocation Factor for Return -1: Requires approval by FERC of incentive return applicable to the specified project(s)
M | Annual Allocation Factor for Return -1: All transmission facilities reflected in the revenue requirement on Attachment H-9A are to be included in this Attachment 6.
N | Annual Allocation Factor for Return -1: Facilities that provide Wholesale Distribution Service are not to be listed as projects on lines 15, the revenue requirements associated with these facilities are calculated on Attachment 11
O | Annual Allocation Factor for Return -1: When an updated projected net revenue requirement is posted due to an asset acquisition as provided for in the Protocols, the difference between the updated net revenue requirement in Col (16) and the revenues collected to date will be recovered
over the remaining months of the Rate Year.
P | Annual Allocation Factor for Return -1: "All revenue requirements excluding projects and adjustments" on line 17a refers to all projects not qualifying for regional recovery or adjustments.

## 6A - Project True-up
Potomac Electric Power Company
Attachment 6A
True-Up
|  |  | Revenue Requirement Projected |  |  | Actual Revenue
1 | Rate Year being Trued-Up |  | For Rate Year |  | Revenue Received3 | Requirement | Annual True-Up Calculation
2 |  |  |  |  | 0
| A | B | C | D | E | F | G | H | I | J
% of
|  |  | Projected | Total | Revenue | Actual | Net |  | Interest
| All True-Up Items | PJM Project Number | Net Revenue | Revenue | Received | Net Revenue | Under/(Over) | Prior Period | Income | Total True-Up
|  |  | Requirement1 | Requirement | (E, Line 2 ) x (D) | Requirement2 | Collection (F)-(E) | Adjustment 5 | (Expense)4 | (G) + (H) + (I)
3 | Zonal | Zonal |  | 0 | 0 | 0 | 0 | 0 | #DIV/0! | #DIV/0!
3a |  |  |  | 0 | 0 | 0 | 0 | 0 | #DIV/0! | #DIV/0!
3b |  |  |  | 0 | 0 | 0 | 0 | 0 | #DIV/0! | #DIV/0!
3c |  |  |  | 0 | 0 | 0 | 0 | 0 | #DIV/0! | #DIV/0!
3d |  |  |  | 0 | 0 | 0 | 0 | 0 | #DIV/0! | #DIV/0!
3e |  |  |  | 0 | 0 | 0 | 0 | 0 | #DIV/0! | #DIV/0!
3f |  |  |  | 0 | 0 | 0 | 0 | 0 | #DIV/0! | #DIV/0!
3g |  |  |  | 0 | 0 | 0 | 0 | 0 | #DIV/0! | #DIV/0!
3h |  |  |  | 0 | 0 | 0 | 0 | 0 | #DIV/0! | #DIV/0!
3i |  |  |  | 0 | 0 | 0 | 0 | 0 | #DIV/0! | #DIV/0!
3j |  |  |  | 0 | 0 | 0 | 0 | 0 | #DIV/0! | #DIV/0!
3k |  |  |  | 0 | 0 | 0 | 0 | 0 | #DIV/0! | #DIV/0!
3l |  |  |  | 0 | 0 | 0 | 0 | 0 | #DIV/0! | #DIV/0!
3m |  |  |  | 0 | 0 | 0 | 0 | 0 | #DIV/0! | #DIV/0!
3n |  |  |  | 0 | 0 | 0 | 0 | 0 | #DIV/0! | #DIV/0!
3o |  |  |  | 0 | 0 | 0 | 0 | 0 | #DIV/0! | #DIV/0!
3p |  |  |  | 0 | 0 | 0 | 0 | 0 | #DIV/0! | #DIV/0!
3q |  |  |  | 0 | 0 | 0 | 0 | 0 | #DIV/0! | #DIV/0!
3r | 0 I: #DIV/0!; 0 J: #DIV/0!
3s | 0 I: #DIV/0!; 0 J: #DIV/0!
3t | 0 J: 0
3u
3v
3w
3x
4 | Total Annual Revenue Requirements (Note A) |  | 0 | 0 | 0 | 0 | 0 | 0 | #DIV/0! | #DIV/0!
[6 empty] | Monthly Interest Rate |  |  | #DIV/0!
[6 empty] | Interest Income (Expense) |  |  | #DIV/0!
Notes:
1) From Attachment 6, line 17, col. 13 for the projection for the Rate Year.
2) From Attachment 6, line 17, col. 13 for that project based on the actual costs for the Rate Year.
3) The "Revenue Received" on line 2, Col. (E), is the total amount of revenue distributed to company in the year as shown on pages 328-330 of the Form No 1. The Revenue Received is input on line 2, Col. E excludes any True-Up revenues.
Column E, lines 3 are the dollar amounts of Revenue Received reflecting the % in Column D. This assigns to each project a percentage of the revenue received based on the percentage of the Projected Net Revenue Requirement in Column C.
Column D, lines 3 are sourced from the projected revenue requirement for the year at issue.
4) Interest from Attachment 6.
5) Prior Period Adjustment from line 5 is pro rata to each project, unless the error was project specific.
Prior Period Adjustments
| (a) | (b) | (c) | (d)
| Prior Period Adjustments | Amount | Interest | Total
| (Note B) | In Dollars | (Note B) | Col. (b) + Col. (c)
5 | A: Prior Period Adjustments listed in row 3r to 3s; B: 0; C: #DIV/0!; D: #DIV/0!
6 | A: TO calculates NITS revenues, net of true-ups, received in calendar Year 1 (e.g., 2018)
7 | B: (A); C: (B); D: (C )
8 | B: PJM Billed Revenue Received; C: True-up; D: Annual (net of true-ups)
9 | A: Jan-May (Year 1); D: 0
10 | A: June-Dec (Year 1); D: 0
11 | D: 0
12 | A: TO calculates Reconciliation Revenues for Year 1 (e.g. 2018) by populating template with Year 1 actuals.
13 | A: Jan-Dec (Year 1); B: 0; D: 0
Notes: | A: A; B: For each project or Attachment H-9A, the utility will populate the formula rate with the inputs for the True-Up Year. The revenue requirements, based on actual operating results for the True-Up Year, associated with the projects and Attachment H-9A will then be entered in Col. (F) above. Column (E) above contains the actual revenues received associated with Attachment H-9A and any Projects paid by the RTO to the utility during the True-Up Year. Then in Col. (G), Col. (E) is subtracted from Col. (F) to calculate the True-up Adjustment. The Prior Period Adjustment from Line 5 below is input in Col. (H). Column (I) is the applicable interest rate from Attachment 6B. Column (I) adds the interest on the sum of Col.(G) and (H). Col. (J) is the sum of Col. (G), (H), and (I).
| B | Prior Period Adjustment is the amount of an adjustment to correct an error in a prior period. The adjustment will include a gross-up for income tax purposes, as appropriate. The FERC Refund interest rate specified in CFR 35.19(a) for the period up to the date the projected rates that are subject to True Up here went into effect.

## 6B - True-up Interest
Potomac Electric Power Company
Attachment 6B
True-Up Interest Rate
[A]
|  | Month (Note A) |  | FERC Monthly Interest Rate
1 |  | January
2 |  | February
3 |  | March
4 |  | April
5 |  | May
6 |  | June
7 |  | July
8 |  | August
9 |  | September
10 |  | October
11 |  | November
12 |  | December
13 |  | January
14 |  | February
15 |  | March
16 |  | April
17 |  | May
18 | Average of lines 1-17 above |  |  | #DIV/0!
Note A:
(1) The FERC Quarterly Interest Rate in column [A] is the interest applicable to the Month indicated.
19 | Year
20
| A | B | C | D | E | F
| Project Name | RTO Project Number or Zonal | Amount | 17 Months | Monthly Interest Rate | Interest
|  |  | Attachment 6A, Col G + Col H |  | Line 18 above | Col C x Col D x Col E
21 | Total | Zonal | 0 | 17 | #DIV/0! | #DIV/0!
21a | 0 | 0 | 0 | 17 | #DIV/0! | #DIV/0!
21b | 0 | 0 | 0 | 17 | #DIV/0! | #DIV/0!
21c | 0 | 0 | 0 | 17 | #DIV/0! | #DIV/0!
21d | 0 | 0 | 0 | 17 | #DIV/0! | #DIV/0!
21e | 0 | 0 | 0 | 17 | #DIV/0! | #DIV/0!
21f | 0 | 0 | 0 | 17 | #DIV/0! | #DIV/0!
21g | 0 | 0 | 0 | 17 | #DIV/0! | #DIV/0!
21h | 0 | 0 | 0 | 17 | #DIV/0! | #DIV/0!
21i | 0 | 0 | 0 | 17 | #DIV/0! | #DIV/0!
21j | 0 | 0 | 0 | 17 | #DIV/0! | #DIV/0!
21k | 0 | 0 | 0 | 17 | #DIV/0! | #DIV/0!
21l | 0 | 0 | 0 | 17 | #DIV/0! | #DIV/0!
21m | 0 | 0 | 0 | 17 | #DIV/0! | #DIV/0!
21n | 0 | 0 | 0 | 17 | #DIV/0! | #DIV/0!
21o | 0 | 0 | 0 | 17 | #DIV/0! | #DIV/0!
21p | 0 | 0 | 0 | 17 | #DIV/0! | #DIV/0!
21q | 0 | 0 | 0 | 17 | #DIV/0! | #DIV/0!
21r | 0 |  | 0 | 17 | #DIV/0! | #DIV/0!
21s | 0 |  | 0 | 17 | #DIV/0! | #DIV/0!
21t
| Total |  | 0 |  |  | #DIV/0!

## 7 - Cap Add WS
Potomac Electric Power Company
Attachment 7 - Transmission Enhancement Charge Worksheet
1 |  | New Plant Carrying Charge
2 |  | Fixed Charge Rate (FCR) if not a CIAC
3 |  |  | Formula Line
4 |  | A | 160 | Net Plant Carrying Charge without Depreciation |  |  |  | 12.22%
5 |  | B | 167 | Net Plant Carrying Charge per 100 Basis Point in ROE without Depreciation |  |  |  | 12.84%
6 |  | C |  | Line B less Line A |  |  |  | 0.6178%
7 |  | FCR if a CIAC
8 |  | D | 161 | Net Plant Carrying Charge without Depreciation, Return, nor Income Taxes |  |  |  | 3.595%
9 |  | The FCR resulting from Formula in a given year is used for that year only. Therefore, actual revenues collected in a year do not change based on cost data for subsequent years.
10
11 |  | The ROE is 10.5% which includes a base ROE of 10.0% ROE per FERC order in Docket No. EL13-48 and a 50 basis point RTO membership adder as authorized by FERC: provided, that the projects identified in Docket Nos. ER08-686 and ER08-1423 have been awarded an additional 150 basis point adder and, thus, their ROE is 12.0%.
|  | Details |  | B0288 Brighton Sub |  |  |  | BO319 Burches Hill 500/230kV transformer - second 1000 MVA |  |  |  | BO367.1/BO367.2 Reconductor Dickerson-Quince Orchard 230kV |  |  |  | BO512.7 Chalk Point 230kV Breaker 1A |  |  |  | BO512.8 Chalk Point 230kV Breaker 1B |  |  |  | BO512.9 Chalk Point 230kV Breaker 2A |  |  |  | B0512.12 Chalk Point 230kV Breaker 3A |  |  |  | BO478 Burches Hill-Palmer Cr Upgrade 23090, 91, 92, 93 |  |  |  | BO499 Burches Hill Sub: Add 3rd 500/230kV |  |  |  | BO526 Ritchie-Benning: Install (2) 230kV Lines |  |  |  | BO701.1 Benning Sub: Add 3rd 230/69kV, 250MVA |  |  |  | BO496 Brighton Sub: Upgrade T1 500/230kV Transformer |  |  |  | B1125 Convert Buzzard to Ritchie Line - 138kV to 230kV |  |  |  | b2008 Reconductor feeder Dickerson to Quince Orchard |  |  |  | b0467.1 Reconductor the Dickerson - Pleasant View 230kV circuit |  |  |  | b1126 Upgrade the 230kV line from Buzzard 016 - Ritchie 059 |  |  |  | b1596 Reconductor the Dickerson station “H” – Quince Orchard 230kV ‘23032’ circuit and upgrade terminal equipment at Dickerson station “H” and Quince Orchard 230kV substations
12 | "Yes" if a project under PJM OATT Schedule 12, otherwise "No" | Schedule 12 | (Yes or No) | Yes |  |  |  | No |  |  |  | Yes |  |  |  | Yes |  |  |  | Yes |  |  |  | Yes |  |  |  | Yes |  |  |  | Yes |  |  |  | Yes |  |  |  | Yes |  |  |  | Yes |  |  |  | Yes |  |  |  | Yes |  |  |  | Yes |  |  |  | Yes |  |  |  | Yes |  |  |  | Yes
13 | Useful life of project | Life |  | 52 |  |  |  | 52 |  |  |  | 52 |  |  |  | 52 |  |  |  | 52 |  |  |  | 52 |  |  |  | 52 |  |  |  | 52 |  |  |  | 52 |  |  |  | 52 |  |  |  | 52 |  |  |  | 52 |  |  |  | 52 |  |  |  | 52 |  |  |  | 52 |  |  |  | 52 |  |  |  | 52
14 | "Yes" if the customer has paid a lump sum payment in the amount of the investment on line 18, Otherwise "No" | CIAC | (Yes or No) | No |  |  |  | No |  |  |  | No |  |  |  | No |  |  |  | No |  |  |  | No |  |  |  | No |  |  |  | No |  |  |  | No |  |  |  | No |  |  |  | No |  |  |  | No |  |  |  | No |  |  |  | No |  |  |  | No |  |  |  | No |  |  |  | No
15 | Input the allowed ROE Incentive | Increased ROE (Basis Points) |  | 150 |  |  |  | 150 |  |  |  | 150 |  |  |  | 0 |  |  |  | 0 |  |  |  | 0 |  |  |  | 0 |  |  |  | 150 |  |  |  | 150 |  |  |  | 0 |  |  |  | 0 |  |  |  | 150 |  |  |  | 0 |  |  |  | 0 |  |  |  | 0 |  |  |  | 0 |  |  |  | 0
16 | From line 4 above if "No" on line 14 and From line 8 above if "Yes" on line 14 | Base FCR |  | 12.22% |  |  |  | 12.22% |  |  |  | 12.22% |  |  |  | 12.22% |  |  |  | 12.22% |  |  |  | 12.22% |  |  |  | 12.22% |  |  |  | 12.22% |  |  |  | 12.22% |  |  |  | 12.22% |  |  |  | 12.22% |  |  |  | 12.22% |  |  |  | 12.22% |  |  |  | 12.22% |  |  |  | 12.22% |  |  |  | 12.22% |  |  |  | 12.22%
17 | Line 6 times line 15 divided by 100 basis points | FCR for This Project |  | 13.15% |  |  |  | 13.15% |  |  |  | 13.15% |  |  |  | 12.22% |  |  |  | 12.22% |  |  |  | 12.22% |  |  |  | 12.22% |  |  |  | 13.15% |  |  |  | 13.15% |  |  |  | 12.22% |  |  |  | 12.22% |  |  |  | 13.15% |  |  |  | 12.22% |  |  |  | 12.22% |  |  |  | 12.22% |  |  |  | 12.22% |  |  |  | 12.22%
18 | Columns A, B or C from Attachment 6 | Investment |  | 33558380 |  |  |  | 36700000 |  |  |  | 20000000 |  |  |  | 2000000 |  |  |  | 2000000 |  |  |  | 2000000 |  |  |  | 2000000 |  |  |  | 15875382 |  |  |  | 29544357 |  |  |  | 58581170 |  |  |  | 5226954 |  |  |  | 19021804 |  |  |  | 51852352.19 |  |  |  | 8623505 |  |  |  | 9000000 |  |  |  | 39000000 |  |  |  | 9200000
19 | Line 18 divided by line 13 | Annual Depreciation/ Amortization Exp |  | 645353.4615 |  |  |  | 705769.2308 |  |  |  | 384615.3846 |  |  |  | 38461.5385 |  |  |  | 38461.5385 |  |  |  | 38461.5385 |  |  |  | 38461.5385 |  |  |  | 305295.8077 |  |  |  | 568160.7115 |  |  |  | 1126560.9615 |  |  |  | 100518.3462 |  |  |  | 365803.9231 |  |  |  | 997160.619 |  |  |  | 165836.6346 |  |  |  | 173076.9231 |  |  |  | 750000 |  |  |  | 176923.0769
20 | From Columns H, I or J from Attachment 6 | Month In Service or Month for CWIP |  | 6.5 |  |  |  | 8 |  |  |  | 8 |  |  |  | 8 |  |  |  | 8 |  |  |  | 8 |  |  |  | 12 |  |  |  | 6 |  |  |  | 6 |  |  |  | 6 |  |  |  | 6 |  |  |  | 2 |  |  |  | 10 |  |  |  | 2 |  |  |  | 6 |  |  |  | 6 |  |  |  | 6
|  |  | Invest Yr | Beginning | Depreciation | Ending | Revenue | Beginning | Depreciation | Ending | Revenue | Beginning | Depreciation | Ending | Revenue | Beginning | Depreciation | Ending | Revenue | Beginning | Depreciation | Ending | Revenue | Beginning | Depreciation | Ending | Revenue | Beginning | Depreciation | Ending | Revenue | Beginning | Depreciation | Ending | Revenue | Beginning | Depreciation | Ending | Revenue | Beginning | Depreciation | Ending | Revenue | Beginning | Depreciation | Ending | Revenue | Beginning | Depreciation | Ending | Revenue | Beginning | Depreciation | Ending | Revenue | Beginning | Depreciation | Ending | Revenue | Beginning | Depreciation | Ending | Revenue | Beginning | Depreciation | Ending | Revenue | Beginning | Depreciation | Ending | Revenue | Total | Incentive Charged | Revenue Credit
21 |  | Base FCR | 2008 |  |  | 0 | 0 |  |  | 0 | 0 |  |  | 0 | 0 |  |  | 0 | 0 |  |  | 0 | 0 |  |  | 0 | 0 |  |  | 0 | 0 |  |  | 0 | 0 |  |  | 0 | 0 |  |  | 0 | 0 |  |  | 0 | 0 |  |  | 0 | 0 |  |  | 0 | 0 |  |  | 0 | 0 | [10 empty] | 0 | 0 | 0 |  | 0
22 |  | W Increased ROE | 2008 | 0 | 0 | 0 | 0 |  |  | 0 | 0 |  |  | 0 | 0 |  |  | 0 | 0 |  |  | 0 | 0 |  |  | 0 | 0 |  |  | 0 | 0 |  |  | 0 | 0 |  |  | 0 | 0 |  |  | 0 | 0 |  |  | 0 | 0 |  |  | 0 | 0 |  |  | 0 | 0 |  |  | 0 | 0 | [10 empty] | 0 | 0 | 0 | 0
23 |  | Base FCR | 2009 | 33558380 | 439454.9762 | 33118925.0238 | 6938098.7052 | [64 empty] | 6938098.7052 |  | 6938098.7052
24 |  | W Increased ROE | 2009 | 33558380 | 439454.9762 | 33118925.0238 | 7293853.8785 | [64 empty] | 7293853.8785 | 7293853.8785
25 |  | Base FCR | 2010 | 33118925.0238 | 958810.8571 | 32160114.1667 | 7269315.3226 | [64 empty] | 7269315.3226 |  | 7269315.3226
26 |  | W Increased ROE | 2010 | 33118925.0238 | 958810.8571 | 32160114.1667 | 7614771.1905 | [64 empty] | 7614771.1905 | 7614771.1905
27 |  | Base FCR | 2011 | 32160114.1667 | 958810.8571 | 31201303.3095 | 7479577.2284 | 36700000 | 349523.8095 | 36350476.1905 | 3514895.8931 | 20000000 | 190476.1905 | 19809523.8095 | 1915474.6012 | 2000000 | 19047.619 | 1980952.381 | 191547.4601 | 2000000 | 19047.619 | 1980952.381 | 191547.4601 | 2000000 | 19047.619 | 1980952.381 | 191547.4601 | 2000000 | 0 | 2000000 | 34831.6987 | [28 empty] | 9000000 | 128571.4286 | 8871428.5714 | 1183016.3045 | [8 empty] | 14702438.1062 |  | 14702438.1062
28 |  | W Increased ROE | 2011 | 32160114.1667 | 958810.8571 | 31201303.3095 | 7851697.6196 | 36700000 | 349523.8095 | 36350476.1905 | 3695534.0928 | 20000000 | 190476.1905 | 19809523.8095 | 2013915.037 | 2000000 | 19047.619 | 1980952.381 | 191547.4601 | 2000000 | 19047.619 | 1980952.381 | 191547.4601 | 2000000 | 19047.619 | 1980952.381 | 191547.4601 | 2000000 | 0 | 2000000 | 34831.6987 | [28 empty] | 9000000 | 128571.4286 | 8871428.5714 | 1183016.3045 | [8 empty] | 15353637.1329 | 15353637.1329
29 |  | Base FCR | 2012 | 31201303.3095 | 958810.8571 | 30242492.4524 | 7457763.6637 | 36350476.1905 | 1048571.4286 | 35301904.7619 | 8634765.3704 | 19809523.8095 | 571428.5714 | 19238095.2381 | 4705594.2073 | 1980952.381 | 57142.8571 | 1923809.5238 | 470559.4207 | 1980952.381 | 57142.8571 | 1923809.5238 | 470559.4207 | 1980952.381 | 57142.8571 | 1923809.5238 | 470559.4207 | 2000000 | 57142.8571 | 1942857.1429 | 474652.654 | 15875382 | 226791.1714 | 15648590.8286 | 2188424.4983 | 29544357 | 422062.2429 | 29122294.7571 | 4072695.3623 | 58581170 | 836873.8571 | 57744296.1429 | 8075425.6853 | 5226954 | 74670.7714 | 5152283.2286 | 720536.6261 | [12 empty] | 8871428.5714 | 257142.8571 | 8614285.7143 | 1281024.1135 | [8 empty] | 39022560.4432 |  | 39022560.4432
30 |  | W Increased ROE | 2012 | 31201303.3095 | 958810.8571 | 30242492.4524 | 7842354.4875 | 36350476.1905 | 1048571.4286 | 35301904.7619 | 9083696.2466 | 19809523.8095 | 571428.5714 | 19238095.2381 | 4950243.1862 | 1980952.381 | 57142.8571 | 1923809.5238 | 470559.4207 | 1980952.381 | 57142.8571 | 1923809.5238 | 470559.4207 | 1980952.381 | 57142.8571 | 1923809.5238 | 470559.4207 | 2000000 | 57142.8571 | 1942857.1429 | 474652.654 | 15875382 | 226791.1714 | 15648590.8286 | 2188424.4983 | 29544357 | 422062.2429 | 29122294.7571 | 4072695.3623 | 58581170 | 836873.8571 | 57744296.1429 | 8075425.6853 | 5226954 | 74670.7714 | 5152283.2286 | 720536.6261 | [12 empty] | 8871428.5714 | 257142.8571 | 8614285.7143 | 1281024.1135 | [8 empty] | 40100731.122 | 40100731.122
31 |  | Base FCR | 2013 | 30242492.4524 | 958810.8571 | 29283681.5952 | 6386712.6662 | 35301904.7619 | 1048571.4286 | 34253333.3333 | 7397627.2794 | 19238095.2381 | 571428.5714 | 18666666.6667 | 4031404.5119 | 1923809.5238 | 57142.8571 | 1866666.6667 | 403140.4512 | 1923809.5238 | 57142.8571 | 1866666.6667 | 403140.4512 | 1923809.5238 | 57142.8571 | 1866666.6667 | 403140.4512 | 1942857.1429 | 57142.8571 | 1885714.2857 | 406671.0389 | 15648590.8286 | 453582.3429 | 15195008.4857 | 3270066.1166 | 29122294.7571 | 844124.4857 | 28278170.2714 | 6085648.8846 | 57744296.1429 | 1673747.7143 | 56070548.4286 | 12066752.1 | 5152283.2286 | 149341.5429 | 5002941.6857 | 1076666.0713 | 18731954 | 267599.3429 | 18464354.6571 | 2264043.8076 | [8 empty] | 8614285.7143 | 257142.8571 | 8357142.8571 | 1250460.4939 | [8 empty] | 45445474.3238 |  | 45445474.3238
32 |  | W Increased ROE | 2013 | 30242492.4524 | 958810.8571 | 29283681.5952 | 6714616.5679 | 35301904.7619 | 1048571.4286 | 34253333.3333 | 7781178.8356 | 19238095.2381 | 571428.5714 | 18666666.6667 | 4240424.4336 | 1923809.5238 | 57142.8571 | 1866666.6667 | 403140.4512 | 1923809.5238 | 57142.8571 | 1866666.6667 | 403140.4512 | 1923809.5238 | 57142.8571 | 1866666.6667 | 403140.4512 | 1942857.1429 | 57142.8571 | 1885714.2857 | 406671.0389 | 15648590.8286 | 453582.3429 | 15195008.4857 | 3440212.1603 | 29122294.7571 | 844124.4857 | 28278170.2714 | 6402293.5776 | 57744296.1429 | 1673747.7143 | 56070548.4286 | 12066752.1 | 5152283.2286 | 149341.5429 | 5002941.6857 | 1076666.0713 | 18731954 | 267599.3429 | 18464354.6571 | 2384650.6189 | [8 empty] | 8614285.7143 | 257142.8571 | 8357142.8571 | 1250460.4939 | [8 empty] | 46973347.2515 | 46973347.2515
33 |  | Base FCR | 2014 | 29283681.5952 | 958810.8571 | 28324870.7381 | 5515944.0768 | 34253333.3333 | 1048571.4286 | 33204761.9048 | 6390820.8222 | 18666666.6667 | 571428.5714 | 18095238.0952 | 3482736.1429 | 1866666.6667 | 57142.8571 | 1809523.8095 | 348273.6143 | 1866666.6667 | 57142.8571 | 1809523.8095 | 348273.6143 | 1866666.6667 | 57142.8571 | 1809523.8095 | 348273.6143 | 1885714.2857 | 57142.8571 | 1828571.4286 | 351338.1486 | 15195008.4857 | 453582.3429 | 14741426.1429 | 2825301.6492 | 28278170.2714 | 844124.4857 | 27434045.7857 | 5257934.6159 | 56070548.4286 | 1673747.7143 | 54396800.7143 | 10425542.9076 | 5002941.6857 | 149341.5429 | 4853600.1429 | 930227.8053 | 18754204.6571 | 543480.1143 | 18210724.5429 | 3473368.0751 | 59051650 | 281198.3333 | 58770451.6667 | 9736661.6997 |  |  |  |  | 8357142.8571 | 257142.8571 | 8100000 | 1219896.8743 | 39000000 | 557142.8571 | 38442857.1429 | 5126403.986 |  |  |  |  | 55780997.6465 |  | 55780997.6465
34 |  | W Increased ROE | 2014 | 29283681.5952 | 958810.8571 | 28324870.7381 | 5811190.3036 | 34253333.3333 | 1048571.4286 | 33204761.9048 | 6736932.9283 | 18666666.6667 | 571428.5714 | 18095238.0952 | 3671353.0945 | 1866666.6667 | 57142.8571 | 1809523.8095 | 348273.6143 | 1866666.6667 | 57142.8571 | 1809523.8095 | 348273.6143 | 1866666.6667 | 57142.8571 | 1809523.8095 | 348273.6143 | 1885714.2857 | 57142.8571 | 1828571.4286 | 351338.1486 | 15195008.4857 | 453582.3429 | 14741426.1429 | 2978959.9126 | 28278170.2714 | 844124.4857 | 27434045.7857 | 5543895.2679 | 56070548.4286 | 1673747.7143 | 54396800.7143 | 10425542.9076 | 5002941.6857 | 149341.5429 | 4853600.1429 | 930227.8053 | 18754204.6571 | 543480.1143 | 18210724.5429 | 3663188.8076 | 59051650 | 281198.3333 | 58770451.6667 | 9736661.6997 |  |  |  |  | 8357142.8571 | 257142.8571 | 8100000 | 1219896.8743 | 39000000 | 557142.8571 | 38442857.1429 | 5126403.986 |  |  |  |  | 57240412.5789 | 57240412.5789
35 |  | Base FCR | 2015 | 28324870.7381 | 958810.8571 | 27366059.881 | 5287303.3378 | 33204761.9048 | 1048571.4286 | 32156190.4762 | 6134719.3537 | 18095238.0952 | 571428.5714 | 17523809.5238 | 3343171.3099 | 1809523.8095 | 57142.8571 | 1752380.9524 | 334317.131 | 1809523.8095 | 57142.8571 | 1752380.9524 | 334317.131 | 1809523.8095 | 57142.8571 | 1752380.9524 | 334317.131 | 1828571.4286 | 57142.8571 | 1771428.5714 | 337329.8948 | 14741426.1429 | 453582.3429 | 14287843.8 | 2713492.053 | 27434045.7857 | 844124.4857 | 26589921.3 | 5049855.0479 | 54396800.7143 | 1673747.7143 | 52723053 | 10012958.3811 | 4853600.1429 | 149341.5429 | 4704258.6 | 893414.6051 | 18210724.5429 | 543480.1143 | 17667244.4286 | 3337909.9663 | 51571153.8567 | 1481495.7769 | 50089658.0798 | 9404182.1007 | 8172728.08 | 194588.7638 | 7978139.3162 | 1456491.8726 | 8100000 | 257142.8571 | 7842857.1429 | 1189333.2547 | 38442857.1429 | 1114285.7143 | 37328571.4286 | 5551104.4916 | 9200000 | 131428.5714 | 9068571.4286 | 1209305.5557 | 56923522.618 |  | 56923522.618
36 |  | W Increased ROE | 2015 | 28324870.7381 | 958810.8571 | 27366059.881 | 5573507.9208 | 33204761.9048 | 1048571.4286 | 32156190.4762 | 6471020.9304 | 18095238.0952 | 571428.5714 | 17523809.5238 | 3526441.9239 | 1809523.8095 | 57142.8571 | 1752380.9524 | 334317.131 | 1809523.8095 | 57142.8571 | 1752380.9524 | 334317.131 | 1809523.8095 | 57142.8571 | 1752380.9524 | 334317.131 | 1828571.4286 | 57142.8571 | 1771428.5714 | 337329.8948 | 14741426.1429 | 453582.3429 | 14287843.8 | 2862919.7161 | 27434045.7857 | 844124.4857 | 26589921.3 | 5327942.4807 | 54396800.7143 | 1673747.7143 | 52723053 | 10012958.3811 | 4853600.1429 | 149341.5429 | 4704258.6 | 893414.6051 | 18210724.5429 | 543480.1143 | 17667244.4286 | 3522680.6766 | 51571153.8567 | 1481495.7769 | 50089658.0798 | 9404182.1007 | 8172728.08 | 194588.7638 | 7978139.3162 | 1456491.8726 | 8100000 | 257142.8571 | 7842857.1429 | 1189333.2547 | 38442857.1429 | 1114285.7143 | 37328571.4286 | 5551104.4916 | 9200000 | 131428.5714 | 9068571.4286 | 1209305.5557 | 58341585.1978 | 58341585.1978
37 |  | Base FCR | 2016 | 27366059.881 | 958810.8571 | 26407249.0238 | 4840416.2817 | 32156190.4762 | 1048571.4286 | 31107619.0476 | 5621084.9354 | 17523809.5238 | 571428.5714 | 16952380.9524 | 3063261.5452 | 1752380.9524 | 57142.8571 | 1695238.0952 | 306326.1545 | 1752380.9524 | 57142.8571 | 1695238.0952 | 306326.1545 | 1752380.9524 | 57142.8571 | 1695238.0952 | 306326.1545 | 1771428.5714 | 57142.8571 | 1714285.7143 | 309125.9668 | 14287843.8 | 453582.3429 | 13834261.4571 | 2487082.4726 | 26589921.3 | 844124.4857 | 25745796.8143 | 4628502.9526 | 52723053 | 1673747.7143 | 51049305.2857 | 9177492.6193 | 4704258.6 | 149341.5429 | 4554917.0571 | 818869.4722 | 17667244.4286 | 543480.1143 | 17123764.3143 | 3060504.7537 | 50089658.0798 | 1481495.7769 | 48608162.303 | 8626416.7152 | 8428916.2362 | 246385.8571 | 8182530.379 | 1449137.2031 | 7842857.1429 | 257142.8571 | 7585714.2857 | 1158769.6351 | 37328571.4286 | 1114285.7143 | 36214285.7143 | 5418662.1401 | 9068571.4286 | 262857.1429 | 8805714.2857 | 1309491.316 | 52887796.4724 |  | 52887796.4724
38 |  | W Increased ROE | 2016 | 27366059.881 | 958810.8571 | 26407249.0238 | 5095128.463 | 32156190.4762 | 1048571.4286 | 31107619.0476 | 5921134.7246 | 17523809.5238 | 571428.5714 | 16952380.9524 | 3226776.4167 | 1752380.9524 | 57142.8571 | 1695238.0952 | 306326.1545 | 1752380.9524 | 57142.8571 | 1695238.0952 | 306326.1545 | 1752380.9524 | 57142.8571 | 1695238.0952 | 306326.1545 | 1771428.5714 | 57142.8571 | 1714285.7143 | 309125.9668 | 14287843.8 | 453582.3429 | 13834261.4571 | 2620521.3973 | 26589921.3 | 844124.4857 | 25745796.8143 | 4876835.07 | 52723053 | 1673747.7143 | 51049305.2857 | 9177492.6193 | 4704258.6 | 149341.5429 | 4554917.0571 | 818869.4722 | 17667244.4286 | 543480.1143 | 17123764.3143 | 3225672.7103 | 50089658.0798 | 1481495.7769 | 48608162.303 | 8626416.7152 | 8428916.2362 | 246385.8571 | 8182530.379 | 1449137.2031 | 7842857.1429 | 257142.8571 | 7585714.2857 | 1158769.6351 | 37328571.4286 | 1114285.7143 | 36214285.7143 | 5418662.1401 | 9068571.4286 | 262857.1429 | 8805714.2857 | 1309491.316 | 54153012.3131 | 54153012.3131
39 |  | Base FCR | 2017 | 26407249.0238 | 958810.8571 | 25448438.1667 | 4705055.4247 | 31107619.0476 | 1048571.4286 | 30059047.619 | 5473540.1874 | 16952380.9524 | 571428.5714 | 16380952.381 | 2982855.688 | 1695238.0952 | 57142.8571 | 1638095.2381 | 298285.5688 | 1695238.0952 | 57142.8571 | 1638095.2381 | 298285.5688 | 1695238.0952 | 57142.8571 | 1638095.2381 | 298285.5688 | 1714285.7143 | 57142.8571 | 1657142.8571 | 301089.5538 | 13834261.4571 | 453582.3429 | 13380679.1143 | 2423341.5915 | 25745796.8143 | 844124.4857 | 24901672.3286 | 4509880.0843 | 51049305.2857 | 1673747.7143 | 49375557.5714 | 8942284.7109 | 4554917.0571 | 149341.5429 | 4405575.5143 | 797882.8494 | 17123764.3143 | 543480.1143 | 16580284.2 | 2984250.7111 | 48608162.303 | 1481495.7769 | 47126666.5261 | 8418975.2915 | 8182530.379 | 246385.8571 | 7936144.5219 | 1414659.4505 | 7585714.2857 | 257142.8571 | 7328571.4286 | 1128206.0155 | 36214285.7143 | 1114285.7143 | 35100000 | 5286219.7885 | 8805714.2857 | 262857.1429 | 8542857.1429 | 1278248.5048 | 51541346.5583 |  | 51541346.5583
40 |  | W Increased ROE | 2017 | 26407249.0238 | 958810.8571 | 25448438.1667 | 4940963.1853 | 31107619.0476 | 1048571.4286 | 30059047.619 | 5752188.4315 | 16952380.9524 | 571428.5714 | 16380952.381 | 3134707.5921 | 1695238.0952 | 57142.8571 | 1638095.2381 | 298285.5688 | 1695238.0952 | 57142.8571 | 1638095.2381 | 298285.5688 | 1695238.0952 | 57142.8571 | 1638095.2381 | 298285.5688 | 1714285.7143 | 57142.8571 | 1657142.8571 | 301089.5538 | 13834261.4571 | 453582.3429 | 13380679.1143 | 2547380.8754 | 25745796.8143 | 844124.4857 | 24901672.3286 | 4740719.3097 | 51049305.2857 | 1673747.7143 | 49375557.5714 | 8942284.7109 | 4554917.0571 | 149341.5429 | 4405575.5143 | 797882.8494 | 17123764.3143 | 543480.1143 | 16580284.2 | 3137950.427 | 48608162.303 | 1481495.7769 | 47126666.5261 | 8418975.2915 | 8182530.379 | 246385.8571 | 7936144.5219 | 1414659.4505 | 7585714.2857 | 257142.8571 | 7328571.4286 | 1128206.0155 | 36214285.7143 | 1114285.7143 | 35100000 | 5286219.7885 | 8805714.2857 | 262857.1429 | 8542857.1429 | 1278248.5048 | 52716332.6925 | 52716332.6925
41 |  | Base FCR | 2018 | 25448438.1667 | 958810.8571 | 24489627.3095 | 4044506.3896 | 30059047.619 | 1048571.4286 | 29010476.1905 | 4703894.3799 | 16380952.381 | 571428.5714 | 15809523.8095 | 2563430.1798 | 1638095.2381 | 57142.8571 | 1580952.381 | 256343.018 | 1638095.2381 | 57142.8571 | 1580952.381 | 256343.018 | 1638095.2381 | 57142.8571 | 1580952.381 | 256343.018 | 1657142.8571 | 57142.8571 | 1600000 | 258743.0199 | 13380679.1143 | 453582.3429 | 12927096.7714 | 2082397.8512 | 24901672.3286 | 844124.4857 | 24057547.8429 | 3875377.9614 | 49375557.5714 | 1673747.7143 | 47701809.8571 | 7684180.6091 | 4405575.5143 | 149341.5429 | 4256233.9714 | 685627.4563 | 16580284.2 | 543480.1143 | 16036804.0857 | 2564119.0606 | 47126666.5261 | 1481495.7769 | 45645170.7492 | 7232791.9349 | 7936144.5219 | 246385.8571 | 7689758.6648 | 1215296.2312 | 7328571.4286 | 257142.8571 | 7071428.5714 | 1097642.3959 | 35100000 | 1114285.7143 | 33985714.2857 | 5153777.4369 | 8542857.1429 | 262857.1429 | 8280000 | 1247005.6937 | 45177819.6542 |  | 45177819.6542
42 |  | W Increased ROE | 2018 | 25448438.1667 | 958810.8571 | 24489627.3095 | 4235158.9367 | 30059047.619 | 1048571.4286 | 29010476.1905 | 4929741.883 | 16380952.381 | 571428.5714 | 15809523.8095 | 2686507.8382 | 1638095.2381 | 57142.8571 | 1580952.381 | 256343.018 | 1638095.2381 | 57142.8571 | 1580952.381 | 256343.018 | 1638095.2381 | 57142.8571 | 1580952.381 | 256343.018 | 1657142.8571 | 57142.8571 | 1600000 | 258743.0199 | 13380679.1143 | 453582.3429 | 12927096.7714 | 2183035.7211 | 24901672.3286 | 844124.4857 | 24057547.8429 | 4062666.7558 | 49375557.5714 | 1673747.7143 | 47701809.8571 | 7684180.6091 | 4405575.5143 | 149341.5429 | 4256233.9714 | 685627.4563 | 16580284.2 | 543480.1143 | 16036804.0857 | 2688966.1033 | 47126666.5261 | 1481495.7769 | 45645170.7492 | 7232791.9349 | 7936144.5219 | 246385.8571 | 7689758.6648 | 1215296.2312 | 7328571.4286 | 257142.8571 | 7071428.5714 | 1097642.3959 | 35100000 | 1114285.7143 | 33985714.2857 | 5153777.4369 | 8542857.1429 | 262857.1429 | 8280000 | 1247005.6937 | 46130171.0699 | 46130171.0699
43 |  | Base FCR | 2019 | 24489627.3095 | 958810.8571 | 23530816.4524 | 3755648.89 | 29010476.1905 | 1048571.4286 | 27961904.7619 | 4372082.0626 | 15809523.8095 | 571428.5714 | 15238095.2381 | 2382606.0287 | 1580952.381 | 57142.8571 | 1523809.5238 | 238260.6029 | 1580952.381 | 57142.8571 | 1523809.5238 | 238260.6029 | 1580952.381 | 57142.8571 | 1523809.5238 | 238260.6029 | 1600000 | 57142.8571 | 1542857.1429 | 240524.5747 | 12927096.7714 | 453582.3429 | 12473514.4286 | 1936165.8149 | 24057547.8429 | 844124.4857 | 23213423.3571 | 3603237.6448 | 47701809.8571 | 1673747.7143 | 46028062.1429 | 7144575.0882 | 4256233.9714 | 149341.5429 | 4106892.4286 | 637480.7013 | 16036804.0857 | 543480.1143 | 15493323.9714 | 2384993.6812 | 45645170.7492 | 1481495.7769 | 44163674.9724 | 6730724.8498 | 7689758.6648 | 246385.8571 | 7443372.8076 | 1131094.1376 | 7071428.5714 | 257142.8571 | 6814285.7143 | 1067078.7763 | 33985714.2857 | 1114285.7143 | 32871428.5714 | 5021335.0854 | 8280000 | 262857.1429 | 8017142.8571 | 1215762.8826 | 42338092.0266 |  | 42338092.0266
44 |  | W Increased ROE | 2019 | 24489627.3095 | 958810.8571 | 23530816.4524 | 3947458.2264 | 29010476.1905 | 1048571.4286 | 27961904.7619 | 4600011.0173 | 15809523.8095 | 571428.5714 | 15238095.2381 | 2506817.9931 | 1580952.381 | 57142.8571 | 1523809.5238 | 238260.6029 | 1580952.381 | 57142.8571 | 1523809.5238 | 238260.6029 | 1580952.381 | 57142.8571 | 1523809.5238 | 238260.6029 | 1600000 | 57142.8571 | 1542857.1429 | 240524.5747 | 12927096.7714 | 453582.3429 | 12473514.4286 | 2037842.5472 | 24057547.8429 | 844124.4857 | 23213423.3571 | 3792459.7799 | 47701809.8571 | 1673747.7143 | 46028062.1429 | 7144575.0882 | 4256233.9714 | 149341.5429 | 4106892.4286 | 637480.7013 | 16036804.0857 | 543480.1143 | 15493323.9714 | 2511286.1197 | 45645170.7492 | 1481495.7769 | 44163674.9724 | 6730724.8498 | 7689758.6648 | 246385.8571 | 7443372.8076 | 1131094.1376 | 7071428.5714 | 257142.8571 | 6814285.7143 | 1067078.7763 | 33985714.2857 | 1114285.7143 | 32871428.5714 | 5021335.0854 | 8280000 | 262857.1429 | 8017142.8571 | 1215762.8826 | 43299233.588 | 43299233.588
45 |  | Base FCR | 2020 | 23530816.4524 | 958810.8571 | 22572005.5952 | 3433421.9073 | 27961904.7619 | 1048571.4286 | 26913333.3333 | 3999130.3314 | 15238095.2381 | 571428.5714 | 14666666.6667 | 2179362.5784 | 1523809.5238 | 57142.8571 | 1466666.6667 | 217936.2578 | 1523809.5238 | 57142.8571 | 1466666.6667 | 217936.2578 | 1523809.5238 | 57142.8571 | 1466666.6667 | 217936.2578 | 1542857.1429 | 57142.8571 | 1485714.2857 | 220024.4838 | 12473514.4286 | 453582.3429 | 12019932.0857 | 1771349.9039 | 23213423.3571 | 844124.4857 | 22369298.8714 | 3296512.4199 | 46028062.1429 | 1673747.7143 | 44354314.4286 | 6536393.8865 | 4106892.4286 | 149341.5429 | 3957550.8857 | 583215.2238 | 15493323.9714 | 543480.1143 | 14949843.8571 | 2182459.3645 | 44163674.9724 | 1481495.7769 | 42682179.1955 | 6160822.6464 | 7443372.8076 | 246385.8571 | 7196986.9505 | 1035404.9525 | 6814285.7143 | 257142.8571 | 6557142.8571 | 976014.6518 | 32871428.5714 | 1114285.7143 | 31757142.8571 | 4595880.4846 | 8017142.8571 | 262857.1429 | 7754285.7143 | 1112973.9406 | 38736775.5487 |  | 38736775.5487
46 |  | W Increased ROE | 2020 | 23530816.4524 | 958810.8571 | 22572005.5952 | 3622388.934 | 27961904.7619 | 1048571.4286 | 26913333.3333 | 4224441.8375 | 15238095.2381 | 571428.5714 | 14666666.6667 | 2302148.1404 | 1523809.5238 | 57142.8571 | 1466666.6667 | 217936.2578 | 1523809.5238 | 57142.8571 | 1466666.6667 | 217936.2578 | 1523809.5238 | 57142.8571 | 1466666.6667 | 217936.2578 | 1542857.1429 | 57142.8571 | 1485714.2857 | 220024.4838 | 12473514.4286 | 453582.3429 | 12019932.0857 | 1871977.6845 | 23213423.3571 | 844124.4857 | 22369298.8714 | 3483782.438 | 46028062.1429 | 1673747.7143 | 44354314.4286 | 6536393.8865 | 4106892.4286 | 149341.5429 | 3957550.8857 | 583215.2238 | 15493323.9714 | 543480.1143 | 14949843.8571 | 2307615.6131 | 44163674.9724 | 1481495.7769 | 42682179.1955 | 6160822.6464 | 7443372.8076 | 246385.8571 | 7196986.9505 | 1035404.9525 | 6814285.7143 | 257142.8571 | 6557142.8571 | 976014.6518 | 32871428.5714 | 1114285.7143 | 31757142.8571 | 4595880.4846 | 8017142.8571 | 262857.1429 | 7754285.7143 | 1112973.9406 | 39686893.6909 | 39686893.6909 |  | 950118.1422
47 |  | Base FCR | 2021 | 22572005.5952 | 958810.8571 | 21613194.7381 | 3774910.633 | 26913333.3333 | 1048571.4286 | 25864761.9048 | 4418630.8337 | 14666666.6667 | 571428.5714 | 14095238.0952 | 2407973.2064 | 1466666.6667 | 57142.8571 | 1409523.8095 | 240797.3206 | 1466666.6667 | 57142.8571 | 1409523.8095 | 240797.3206 | 1466666.6667 | 57142.8571 | 1409523.8095 | 240797.3206 | 1485714.2857 | 57142.8571 | 1428571.4286 | 243279.1377 | 12019932.0857 | 453582.3429 | 11566349.7429 | 1960624.4675 | 22369298.8714 | 844124.4857 | 21525174.3857 | 3648755.6148 | 44354314.4286 | 1673747.7143 | 42680566.7143 | 7234829.0728 | 3957550.8857 | 149341.5429 | 3808209.3429 | 645533.6887 | 14949843.8571 | 543480.1143 | 14406363.7429 | 2420562.9888 | 42682179.1955 | 1481495.7769 | 41200683.4187 | 6849755.1547 | 7196986.9505 | 246385.8571 | 6950601.0933 | 1152017.1818 | 6557142.8571 | 257142.8571 | 6300000 | 1078003.8544 | 31757142.8571 | 1114285.7143 | 30642857.1429 | 5106908.9325 | 7754285.7143 | 262857.1429 | 7491428.5714 | 1238955.7982 | 42903132.5268 |  | 42903132.5268
48 |  | W Increased ROE | 2021 | 22572005.5952 | 958810.8571 | 21613194.7381 | 3969365.3119 | 26913333.3333 | 1048571.4286 | 25864761.9048 | 4651337.0131 | 14666666.6667 | 571428.5714 | 14095238.0952 | 2534788.563 | 1466666.6667 | 57142.8571 | 1409523.8095 | 240797.3206 | 1466666.6667 | 57142.8571 | 1409523.8095 | 240797.3206 | 1466666.6667 | 57142.8571 | 1409523.8095 | 240797.3206 | 1485714.2857 | 57142.8571 | 1428571.4286 | 243279.1377 | 12019932.0857 | 453582.3429 | 11566349.7429 | 2064687.326 | 22369298.8714 | 844124.4857 | 21525174.3857 | 3842418.3715 | 44354314.4286 | 1673747.7143 | 42680566.7143 | 7234829.0728 | 3957550.8857 | 149341.5429 | 3808209.3429 | 645533.6887 | 14949843.8571 | 543480.1143 | 14406363.7429 | 2550177.5539 | 42682179.1955 | 1481495.7769 | 41200683.4187 | 6849755.1547 | 7196986.9505 | 246385.8571 | 6950601.0933 | 1152017.1818 | 6557142.8571 | 257142.8571 | 6300000 | 1078003.8544 | 31757142.8571 | 1114285.7143 | 30642857.1429 | 5106908.9325 | 7754285.7143 | 262857.1429 | 7491428.5714 | 1238955.7982 | 43884448.922 | 43884448.922 |  | 981316.3953
49 |  | Base FCR | 2022 | 21613194.7381 | 958810.8571 | 20654383.881 | 3649981.9922 | 25864761.9048 | 1048571.4286 | 24816190.4762 | 4282006.8037 | 14095238.0952 | 571428.5714 | 13523809.5238 | 2333518.6941 | 1409523.8095 | 57142.8571 | 1352380.9524 | 233351.8694 | 1409523.8095 | 57142.8571 | 1352380.9524 | 233351.8694 | 1409523.8095 | 57142.8571 | 1352380.9524 | 233351.8694 | 1428571.4286 | 57142.8571 | 1371428.5714 | 235833.6865 | 11566349.7429 | 453582.3429 | 11112767.4 | 1901524.7763 | 21525174.3857 | 844124.4857 | 20681049.9 | 3538770.0803 | 42680566.7143 | 1673747.7143 | 41006819 | 7016747.4509 | 3808209.3429 | 149341.5429 | 3658867.8 | 626075.1732 | 14406363.7429 | 543480.1143 | 13862883.6286 | 2349750.0319 | 41200683.4187 | 1481495.7769 | 39719187.6418 | 6656723.0752 | 6950601.0933 | 246385.8571 | 6704215.2362 | 1119914.2389 | 6300000 | 257142.8571 | 6042857.1429 | 1044499.3239 | 30642857.1429 | 1114285.7143 | 29528571.4286 | 4961722.6336 | 7491428.5714 | 262857.1429 | 7228571.4286 | 1204706.7225 | 41621830.2916 |  | 41621830.2916
50 |  | W Increased ROE | 2022 | 21613194.7381 | 958810.8571 | 20654383.881 | 3835810.2159 | 25864761.9048 | 1048571.4286 | 24816190.4762 | 4505278.9488 | 14095238.0952 | 571428.5714 | 13523809.5238 | 2455192.8876 | 1409523.8095 | 57142.8571 | 1352380.9524 | 233351.8694 | 1409523.8095 | 57142.8571 | 1352380.9524 | 233351.8694 | 1409523.8095 | 57142.8571 | 1352380.9524 | 233351.8694 | 1428571.4286 | 57142.8571 | 1371428.5714 | 235833.6865 | 11566349.7429 | 453582.3429 | 11112767.4 | 2001506.7384 | 21525174.3857 | 844124.4857 | 20681049.9 | 3724838.2191 | 42680566.7143 | 1673747.7143 | 41006819 | 7016747.4509 | 3808209.3429 | 149341.5429 | 3658867.8 | 626075.1732 | 14406363.7429 | 543480.1143 | 13862883.6286 | 2474474.8871 | 41200683.4187 | 1481495.7769 | 39719187.6418 | 6656723.0752 | 6950601.0933 | 246385.8571 | 6704215.2362 | 1119914.2389 | 6300000 | 257142.8571 | 6042857.1429 | 1044499.3239 | 30642857.1429 | 1114285.7143 | 29528571.4286 | 4961722.6336 | 7491428.5714 | 262857.1429 | 7228571.4286 | 1204706.7225 | 42563379.8101 | 42563379.8101 |  | 941549.5184
51 |  | Base FCR | 2023 | 20654383.881 | 645353.4615 | 20009030.4194 | 3416916.745 | 24816190.4762 | 705769.2308 | 24110421.2454 | 4045439.2134 | 13523809.5238 | 384615.3846 | 13139194.1392 | 2204599.0264 | 1352380.9524 | 38461.5385 | 1313919.4139 | 220459.9026 | 1352380.9524 | 38461.5385 | 1313919.4139 | 220459.9026 | 1352380.9524 | 38461.5385 | 1313919.4139 | 220459.9026 | 1371428.5714 | 38461.5385 | 1332967.033 | 223098.2954 | 11112767.4 | 305295.8077 | 10807471.5923 | 1802299.4518 | 20681049.9 | 568160.7115 | 20112889.1885 | 3354110.057 | 41006819 | 1126560.9615 | 39880258.0385 | 6650599.688 | 3658867.8 | 100518.3462 | 3558349.4538 | 593405.3321 | 13862883.6286 | 365803.9231 | 13497079.7055 | 2235360.3065 | 39719187.6418 | 997160.619 | 38722027.0228 | 6360766.2565 | 6704215.2362 | 165836.6346 | 6538378.6016 | 1071504.21 | 6042857.1429 | 173076.9231 | 5869780.2198 | 986133.1781 | 29528571.4286 | 750000 | 28778571.4286 | 4736281.7063 | 7228571.4286 | 176923.0769 | 7051648.3516 | 1153686.5307 | 39495579.7051 |  | 39495579.7051
52 |  | W Increased ROE | 2023 | 20654383.881 | 645353.4615 | 20009030.4194 | 3596107.7634 | 24816190.4762 | 705769.2308 | 24110421.2454 | 4261360.2673 | 13523809.5238 | 384615.3846 | 13139194.1392 | 2322267.1757 | 1352380.9524 | 38461.5385 | 1313919.4139 | 220459.9026 | 1352380.9524 | 38461.5385 | 1313919.4139 | 220459.9026 | 1352380.9524 | 38461.5385 | 1313919.4139 | 220459.9026 | 1371428.5714 | 38461.5385 | 1332967.033 | 223098.2954 | 11112767.4 | 305295.8077 | 10807471.5923 | 1899085.8427 | 20681049.9 | 568160.7115 | 20112889.1885 | 3534231.1833 | 41006819 | 1126560.9615 | 39880258.0385 | 6650599.688 | 3658867.8 | 100518.3462 | 3558349.4538 | 593405.3321 | 13862883.6286 | 365803.9231 | 13497079.7055 | 2356233.5026 | 39719187.6418 | 997160.619 | 38722027.0228 | 6360766.2565 | 6704215.2362 | 165836.6346 | 6538378.6016 | 1071504.21 | 6042857.1429 | 173076.9231 | 5869780.2198 | 986133.1781 | 29528571.4286 | 750000 | 28778571.4286 | 4736281.7063 | 7228571.4286 | 176923.0769 | 7051648.3516 | 1153686.5307 | 40406140.6402 | 40406140.6402 |  | 910560.9351
53 |  | Base FCR | 2024 | 20009030.4194 | 645353.4615 | 19363676.9579 | 3143803.2634 | 24110421.2454 | 705769.2308 | 23404652.0147 | 3725616.5622 | 13139194.1392 | 384615.3846 | 12754578.7546 | 2030308.7532 | 1313919.4139 | 38461.5385 | 1275457.8755 | 203030.8753 | 1313919.4139 | 38461.5385 | 1275457.8755 | 203030.8753 | 1313919.4139 | 38461.5385 | 1275457.8755 | 203030.8753 | 1332967.033 | 38461.5385 | 1294505.4945 | 205488.5449 | 10807471.5923 | 305295.8077 | 10502175.7846 | 1660366.9063 | 20112889.1885 | 568160.7115 | 19544728.4769 | 3089971.166 | 39880258.0385 | 1126560.9615 | 38753697.0769 | 6126859.5615 | 3558349.4538 | 100518.3462 | 3457831.1077 | 546674.1803 | 13497079.7055 | 365803.9231 | 13131275.7824 | 2060101.6253 | 38722027.0228 | 997160.619 | 37724866.4037 | 5864711.6113 | 6538378.6016 | 165836.6346 | 6372541.967 | 988070.7717 | 5869780.2198 | 173076.9231 | 5696703.2967 | 908109.1824 | 28778571.4286 | 750000 | 28028571.4286 | 4366460.8036 | 7051648.3516 | 176923.0769 | 6874725.2747 | 1063952.7479 | 36389588.3059 |  | 36389588.3059
54 |  | W Increased ROE | 2024 | 20009030.4194 | 645353.4615 | 19363676.9579 | 3323979.9919 | 24110421.2454 | 705769.2308 | 23404652.0147 | 3943394.0867 | 13139194.1392 | 384615.3846 | 12754578.7546 | 2148988.6031 | 1313919.4139 | 38461.5385 | 1275457.8755 | 203030.8753 | 1313919.4139 | 38461.5385 | 1275457.8755 | 203030.8753 | 1313919.4139 | 38461.5385 | 1275457.8755 | 203030.8753 | 1332967.033 | 38461.5385 | 1294505.4945 | 205488.5449 | 10807471.5923 | 305295.8077 | 10502175.7846 | 1758088.4124 | 20112889.1885 | 568160.7115 | 19544728.4769 | 3271832.5576 | 39880258.0385 | 1126560.9615 | 38753697.0769 | 6126859.5615 | 3558349.4538 | 100518.3462 | 3457831.1077 | 546674.1803 | 13497079.7055 | 365803.9231 | 13131275.7824 | 2182286.5966 | 38722027.0228 | 997160.619 | 37724866.4037 | 5864711.6113 | 6538378.6016 | 165836.6346 | 6372541.967 | 988070.7717 | 5869780.2198 | 173076.9231 | 5696703.2967 | 908109.1824 | 28778571.4286 | 750000 | 28028571.4286 | 4366460.8036 | 7051648.3516 | 176923.0769 | 6874725.2747 | 1063952.7479 | 37307990.2778 | 37307990.2778 |  | 918401.9719
55 |  | Base FCR | 2025 | 19363676.9579 | 645353.4615 | 18718323.4963 | 2933233.6872 | 23404652.0147 | 705769.2308 | 22698882.7839 | 3480180.362 | 12754578.7546 | 384615.3846 | 12369963.37 | 1896556.0556 | 1275457.8755 | 38461.5385 | 1236996.337 | 189655.6056 | 1275457.8755 | 38461.5385 | 1236996.337 | 189655.6056 | 1275457.8755 | 38461.5385 | 1236996.337 | 189655.6056 | 1294505.4945 | 38461.5385 | 1256043.956 | 191983.7345 | 10502175.7846 | 305295.8077 | 10196879.9769 | 1551627.514 | 19544728.4769 | 568160.7115 | 18976567.7654 | 2887605.3002 | 38753697.0769 | 1126560.9615 | 37627136.1154 | 5725604.2831 | 3457831.1077 | 100518.3462 | 3357312.7615 | 510871.8418 | 13131275.7824 | 365803.9231 | 12765471.8593 | 1926086.3193 | 37724866.4037 | 997160.619 | 36727705.7847 | 5486269.4762 | 6372541.967 | 165836.6346 | 6206705.3323 | 924462.1814 | 5696703.2967 | 173076.9231 | 5523626.3736 | 848211.9349 | 28028571.4286 | 750000 | 27278571.4286 | 4084171.6831 | 6874725.2747 | 176923.0769 | 6697802.1978 | 995573.8074 | 34011404.9973 |  | 34011404.9973
56 |  | W Increased ROE | 2025 | 19363676.9579 | 645353.4615 | 18718323.4963 | 3106707.1183 | 23404652.0147 | 705769.2308 | 22698882.7839 | 3690543.9172 | 12754578.7546 | 384615.3846 | 12369963.37 | 2011195.5952 | 1275457.8755 | 38461.5385 | 1236996.337 | 189655.6056 | 1275457.8755 | 38461.5385 | 1236996.337 | 189655.6056 | 1275457.8755 | 38461.5385 | 1236996.337 | 189655.6056 | 1294505.4945 | 38461.5385 | 1256043.956 | 191983.7345 | 10502175.7846 | 305295.8077 | 10196879.9769 | 1646127.8445 | 19544728.4769 | 568160.7115 | 18976567.7654 | 3063472.0289 | 38753697.0769 | 1126560.9615 | 37627136.1154 | 5725604.2831 | 3457831.1077 | 100518.3462 | 3357312.7615 | 510871.8418 | 13131275.7824 | 365803.9231 | 12765471.8593 | 2044391.2628 | 37724866.4037 | 997160.619 | 36727705.7847 | 5486269.4762 | 6372541.967 | 165836.6346 | 6206705.3323 | 924462.1814 | 5696703.2967 | 173076.9231 | 5523626.3736 | 848211.9349 | 28028571.4286 | 750000 | 27278571.4286 | 4084171.6831 | 6874725.2747 | 176923.0769 | 6697802.1978 | 995573.8074 | 34898553.526 | 34898553.526 |  | 887148.5287
57 |  | Base FCR | 2026 | 18718323.4963 | 645353.4615 | 18072970.0348 | 2854354.2179 | 22698882.7839 | 705769.2308 | 21993113.5531 | 3393916.4684 | 12369963.37 | 384615.3846 | 11985347.9853 | 1849545.7593 | 1236996.337 | 38461.5385 | 1198534.7985 | 184954.5759 | 1236996.337 | 38461.5385 | 1198534.7985 | 184954.5759 | 1236996.337 | 38461.5385 | 1198534.7985 | 184954.5759 | 1256043.956 | 38461.5385 | 1217582.4176 | 187282.7049 | 10196879.9769 | 305295.8077 | 9891584.1692 | 1514312.1935 | 18976567.7654 | 568160.7115 | 18408407.0538 | 2818160.8514 | 37627136.1154 | 1126560.9615 | 36500575.1538 | 5587908.3753 | 3357312.7615 | 100518.3462 | 3256794.4154 | 498585.809 | 12765471.8593 | 365803.9231 | 12399667.9363 | 1881375.2872 | 36727705.7847 | 997160.619 | 35730545.1657 | 5364389.7543 | 6206705.3323 | 165836.6346 | 6040868.6977 | 904192.5051 | 5523626.3736 | 173076.9231 | 5350549.4505 | 827057.3015 | 27278571.4286 | 750000 | 26528571.4286 | 3992501.6054 | 6697802.1978 | 176923.0769 | 6520879.1209 | 973949.0711 | 33202395.6322 |  | 33202395.6322
58 |  | W Increased ROE | 2026 | 18718323.4963 | 645353.4615 | 18072970.0348 | 3021846.7887 | 22698882.7839 | 705769.2308 | 21993113.5531 | 3597739.2557 | 12369963.37 | 384615.3846 | 11985347.9853 | 1960620.8478 | 1236996.337 | 38461.5385 | 1198534.7985 | 184954.5759 | 1236996.337 | 38461.5385 | 1198534.7985 | 184954.5759 | 1236996.337 | 38461.5385 | 1198534.7985 | 184954.5759 | 1256043.956 | 38461.5385 | 1217582.4176 | 187282.7049 | 10196879.9769 | 305295.8077 | 9891584.1692 | 1605983.1727 | 18976567.7654 | 568160.7115 | 18408407.0538 | 2988762.1092 | 37627136.1154 | 1126560.9615 | 36500575.1538 | 5587908.3753 | 3357312.7615 | 100518.3462 | 3256794.4154 | 498585.809 | 12765471.8593 | 365803.9231 | 12399667.9363 | 1996290.1161 | 36727705.7847 | 997160.619 | 35730545.1657 | 5364389.7543 | 6206705.3323 | 165836.6346 | 6040868.6977 | 904192.5051 | 5523626.3736 | 173076.9231 | 5350549.4505 | 827057.3015 | 27278571.4286 | 750000 | 26528571.4286 | 3992501.6054 | 6697802.1978 | 176923.0769 | 6520879.1209 | 973949.0711 | 34061973.1447 | 34061973.1447
59 |  | Base FCR | 2027 | 18072970.0348 | 645353.4615 | 17427616.5733 | 2775474.7487 | 21993113.5531 | 705769.2308 | 21287344.3223 | 3307652.5747 | 11985347.9853 | 384615.3846 | 11600732.6007 | 1802535.4631 | 1198534.7985 | 38461.5385 | 1160073.2601 | 180253.5463 | 1198534.7985 | 38461.5385 | 1160073.2601 | 180253.5463 | 1198534.7985 | 38461.5385 | 1160073.2601 | 180253.5463 | 1217582.4176 | 38461.5385 | 1179120.8791 | 182581.6753 | 9891584.1692 | 305295.8077 | 9586288.3615 | 1476996.8729 | 18408407.0538 | 568160.7115 | 17840246.3423 | 2748716.4026 | 36500575.1538 | 1126560.9615 | 35374014.1923 | 5450212.4675 | 3256794.4154 | 100518.3462 | 3156276.0692 | 486299.7762 | 12399667.9363 | 365803.9231 | 12033864.0132 | 1836664.2552 | 35730545.1657 | 997160.619 | 34733384.5466 | 5242510.0324 | 6040868.6977 | 165836.6346 | 5875032.0631 | 883922.8289 | 5350549.4505 | 173076.9231 | 5177472.5275 | 805902.6682 | 26528571.4286 | 750000 | 25778571.4286 | 3900831.5277 | 6520879.1209 | 176923.0769 | 6343956.044 | 952324.3349 | 32393386.2671 |  | 32393386.2671
60 |  | W Increased ROE | 2027 | 18072970.0348 | 645353.4615 | 17427616.5733 | 2936986.459 | 21993113.5531 | 705769.2308 | 21287344.3223 | 3504934.5941 | 11985347.9853 | 384615.3846 | 11600732.6007 | 1910046.1003 | 1198534.7985 | 38461.5385 | 1160073.2601 | 180253.5463 | 1198534.7985 | 38461.5385 | 1160073.2601 | 180253.5463 | 1198534.7985 | 38461.5385 | 1160073.2601 | 180253.5463 | 1217582.4176 | 38461.5385 | 1179120.8791 | 182581.6753 | 9891584.1692 | 305295.8077 | 9586288.3615 | 1565838.501 | 18408407.0538 | 568160.7115 | 17840246.3423 | 2914052.1895 | 36500575.1538 | 1126560.9615 | 35374014.1923 | 5450212.4675 | 3256794.4154 | 100518.3462 | 3156276.0692 | 486299.7762 | 12399667.9363 | 365803.9231 | 12033864.0132 | 1948188.9695 | 35730545.1657 | 997160.619 | 34733384.5466 | 5242510.0324 | 6040868.6977 | 165836.6346 | 5875032.0631 | 883922.8289 | 5350549.4505 | 173076.9231 | 5177472.5275 | 805902.6682 | 26528571.4286 | 750000 | 25778571.4286 | 3900831.5277 | 6520879.1209 | 176923.0769 | 6343956.044 | 952324.3349 | 33225392.7634 | 33225392.7634
61
62
63 | [72 empty] | 735251860.7906 | 716781555.1519
|  |  | 39233111.909 |  |  |  | 3969365.3119 | [7 empty] | 2534788.563 |  |  |  | 240797.3206 |  |  |  | 240797.3206 |  |  |  | 240797.3206 |  |  |  | 243279.1377 |  |  |  | 2064687.326 |  |  |  | 3842418.3715 |  |  |  | 7234829.0728 |  |  |  | 645533.6887 |  |  |  | 2550177.5539 |  |  |  | 6849755.1547 |  |  |  | 1152017.1818 |  |  |  | 1078003.8544 |  |  |  | 5106908.9325 |  |  |  | 1238955.7982
|  |  | 748610.2159 |  |  |  | 194454.6789 | [7 empty] | 126815.3566 |  |  |  | 0 |  |  |  | 0 |  |  |  | 0 |  |  |  | 0 |  |  |  | 104062.8585 |  |  |  | 193662.7567 |  |  |  | 0 |  |  |  | 0 |  |  |  | 129614.5651 |  |  |  | 0 |  |  |  | 0 |  |  |  | 0 |  |  |  | 0 |  |  |  | 0

## 8 - Securitization
Potomac Electric Power Company
Attachment 8 - Company Exhibit - Securitization Workpaper
Line #
Long Term Interest
101 | 0 | Less LTD Interest on Securitization Bonds | 0
Capitalization
112 |  | Less LTD on Securitization Bonds | 0
Calculation of the above Securitization Adjustments

## 9 - Rate Base
Potomac Electric Power Company
Attachment 9
Rate Base Worksheet
| (Note K) | Gross Plant In Service |  |  | Accumulated Depreciation |  |  | Accumulated Amortization |  | Net Plant In Service
Line No | Month | Transmission | General & Intangible | Common | Transmission | General | Common | Intangible | Common | Transmission | General & Intangible | Common
| (a) | (b) | (c) | (d) | (e) | (f) | (g) | (h) | (i) | (j) | (k) | (l)
| Attachment H-9A, Line No: | 19 | 23 | 24 | 30 | 31 | 12 | 10 | 11
|  | 207.58.g minus 207.57.g. Projected monthly balances that are the amounts expected to be included in 207.58.g for end of year and records for other months (Note I) | 207.99.g minus 207.98.g for end of year, records for other months | Electric Only, Form No 1, page 356 for end of year, records for other months | Projected monthly balances that are expected to be included in 219.25.c for end of year and records for other months (Note I) | 219.28.c for end of year, records for other months | Electric Only, Form No 1, page 356 for end of year, records for other months | 200.21c for end of year, records for other months | Electric Only, Form No 1, page 356 for end of year, records for other months | Col. (b) - Col. (e) | Col. (c) - Col. (f) - Col. (h) | Col. (d) - Col. (g) - Col. (i)
1 | December Prior Year | 2798259876 | 752939384.92 | 0 | 673671637 | 169831941.88 | 0 | 173458270 | 0 | 2124588239 | 409649173.04 | 0
2 | January | 2817205334.53 | 611460009.18 | 0 | 691245264 | 275452742.01 | 0 | 18838687.99 | 0 | 2125960070.53 | 317168579.18 | 0
3 | February | 2825125060.33 | 613927112.08 | 0 | 695027755 | 279724843.02 | 0 | 19182349.98 | 0 | 2130097305.33 | 315019919.08 | 0
4 | March | 2849521632.1097 | 616278556.6455 | 0 | 700011428 | 289176495.02 | 0 | 11366430.98 | 0 | 2149510204.1097 | 315735630.6455 | 0
5 | April | 2849533498.31 | 623747232.56 | 0 | 703188615 | 292306582.83 | 0 | 11433886.17 | 0 | 2146344883.31 | 320006763.56 | 0
6 | May | 2911300010.26 | 618137711.67 | 0 | 706898401 | 295684283.27 | 0 | -32118.27 | 0 | 2204401609.26 | 322485546.67 | 0
7 | June | 2915967170.443 | 620383513.4775 | 0 | 710932476 | 299057989 | 0 | 0 | 0 | 2205034694.443 | 321325524.4775 | 0
8 | July | 2945810067.08 | 627289756.68 | 0 | 714928196 | 297825438 | 0 | 0 | 0 | 2230881871.08 | 329464318.68 | 0
9 | August | 2946694267.12 | 633421344.08 | 0 | 718782918 | 297356426 | 0 | 0 | 0 | 2227911349.12 | 336064918.08 | 0
10 | September | 2950339788.955 | 636510879.3764 | 0 | 722085340 | 319982047 | 0 | 0 | 0 | 2228254448.955 | 316528832.3764 | 0
11 | October | 2954665845.3 | 639516219.53 | 0 | 725617187 | 322564103 | 0 | 0 | 0 | 2229048658.3 | 316952116.53 | 0
12 | November | 2963636799.97 | 663149161.61 | 0 | 734396553 | 327096411 | 0 | 0 | 0 | 2229240246.97 | 336052750.61 | 0
13 | December | 2969915886 | 627535127.83 | 0 | 732744073 | 310458191.39 | 0 | 0 | 0 | 2237171813 | 317076936.44 | 0
14 | Average of the 13 Monthly Balances (Attachment 9A) | 2899844248.9544 | 637253539.203 | 0 | 709963834.0769 | 290501345.6477 | 0 | 18019038.9885 | 0 | 2189880414.8775 | 328733154.5669 | 0
15 | Less Merger Cost to Achieve (Attachment 10) |  | 0 |  |  | 0 |  | 0 |  | 0 | 0 | 0
16 | Average of the 13 Monthly Balances Less Merger Cost to Achieve | 2899844248.9544 | 637253539.203 | 0 | 709963834.0769 | 290501345.6477 | 0 | 18019038.9885 | 0 | 2189880414.8775 | 328733154.5669 | 0
Adjustments to Rate Base
Line No | Month | CWIP | PHFU |  | Undistributed |  | Unamortized Regulatory Asset | Unamortized Abandoned Plant | Account No. 282 Accumulated Deferred Income Taxes (Note D) | Account No. 283 Accumulated Deferred Income Taxes (Note D) | Account No. 190 Accumulated Deferred Income Taxes (Note D) | Account No. 255 Accumulated Deferred Investment Credit
| (a) | CWIP in Rate Base | Held for Future Use | Materials & Supplies | Stores Expense | Prepayments
|  | (b) | (c) | (d) | (e) | (f) | (g) | (h) | (i) | (j) | (k) | (l)
| Attachment H-9A, Line No: | 43a | 28 | 50 | 47 | 45 |  | 43b
|  | (Note C) | 214 for end of year, records for other months | 227. 8. c + 227.5.c (see Att H-9A Note AA) for end of year, records for other months | (227.16.c * Labor Ratio) for end of year, records for other months | Notes J |  | Notes B & F | Attachment 1 | Attachment 1 | Attachment 1 | Attachment 1
17 | December Prior Year | 0 | 0 | 26727118 | 0 | 46218317.3114 | 0 | 0
18 | January | 0 | 0 | 26378653.6317 |  | 36334656.5552 | 0 | 0
19 | February | 0 | 0 | 27299339.4646 |  | 36105301.0144 | 0 | 0
20 | March | 0 | 0 | 29026507.1465 |  | 40119397.1068 | 0 | 0
21 | April | 0 | 0 | 28790134.8828 |  | 35401575.8226 | 0 | 0
22 | May | 0 | 0 | 28938188.6527 |  | 34957566.435 | 0 | 0
23 | June | 0 | 0 | 29301781.6164 |  | 34485280.2088 | 0 | 0
24 | July | 0 | 0 | 29131542.8505 |  | 34231473.5289 | 0 | 0
25 | August | 0 | 0 | 29130424.0904 |  | 33788339.4268 | 0 | 0
26 | September | 0 | 0 | 28664931.2324 |  | 34302309.6682 | 0 | 0
27 | October | 0 | 0 | 28295226.8508 |  | 33132812.7009 | 0 | 0
28 | November | 0 | 0 | 27624494.1426 |  | 32614826.0796 | 0 | 0
29 | December | 0 | 0 | 26872568 |  | 42026068.7427 | 0 | 0
30 | Average of the 13 Monthly Balances (except ADIT - see Attachment 1) | 0 | 0 | 28167762.3509 | 0 | 36439840.3539 | 0 | 0
Notes:
A | Recovery of regulatory asset or any associated amortization expenses is limited to any regulatory assets authorized by FERC.
B | Recovery of abandoned plant is limited to any abandoned plant recovery authorized by FERC.
C | Includes only CWIP authorized by the Commission for inclusion in rate base. The annual report filed pursuant to Section 7 of the Protocols will include for each project under construction (i) the CWIP balance eligible for inclusion in rate base; (ii) the CWIP balance ineligible for inclusion in rate base; and
(iii) a demonstration that AFUDC is only applied to the CWIP balance that is not included in rate base. The annual report will reconcile the project-specific CWIP balances to the total Account 107 CWIP balance reported on p. 216.b of the FERC Form 1. The demonstration in (iii) above
will show that monthly debts and credits do not contain entries for AFUDC for each CWIP project in rate base.
D | ADIT and Accumulated Deferred Income Tax Credits are computed using the average of the end of the year and the projection of the year balances.
E | Recovery of a Regulatory Asset is permitted only for pre-commercial and formation expenses, and is subject to FERC approval before the amortization of the Regulatory Asset can be included in rates. Recovery of any other regulatory assets requires authorization from the Commission. A carrying charge equal to the weighted cost of capital will be applied to the Regulatory Asset prior to the rate year when costs are first recovered.
F | Unamortized Abandoned Plant and Amortization of Abandoned Plant will be zero until the Commission accepts or approves recovery of the cost of abandoned plant.
G | The Formula Rate shall include a credit to rate base for all unfunded reserves (funds collected from customers that (1) have not been set aside in a trust, escrow or restricted account; (2) whose balance are collected from customers through cost accruals to accounts that are recovered under the Formula Rate; and (3) exclude the portion of any balance offset by a balance sheet account). Each unfunded reserve will be included on lines 30 above. The allocators in Col. (g) and Col. (m) will be the same allocators used in the formula for the cost accruals to the account that is recovered under the Formula Rate. Since reserves can be created by an offsetting balance sheet account, rather than through cost accruals, the amount to be deducted from rate base should exclude the portion offset by another balance sheet account.
H | Calculate using 13 month average balance, except ADIT.
I | Projected balances are for the calendar year the revenue under this formula begins to be charged.
J | From Attachment 5, line 45 column F for the end of year balance and records for other months.
K | In the true-up calculation, actual monthly balance records are used.

## 9A - Gross Plant & ARO
Potomac Electric Power Company
Attachment 9A
Rate Base Worksheet - Gross Plant in Service and Accumulated Depreciation (Less Asset Retirement Obligations)
| (Note A) | Gross Plant In Service |  |  |  | Asset Retirement Obligations |  |  |  | Gross Plant in Service Less Projected Asset Retirement Obligations
Line No | Month | Total Plant in Service | Transmission | General & Intangible | Common | Total Plant in Service | Transmission | General & Intangible | Common | Total Plant in Service | Transmission | General & Intangible | Common
| (a) | (b) | (c) | (d) | (e) | (f) | (g) | (h) | (i) | (j) | (k) | (l) | (m)
| Attachment H-9A, Line No: | [8 empty] | 6
|  | p207.104.g. Projected monthly balances that are the amounts expected to be included in 207.104.g for end of year and records for other months | 207.58.g. Projected monthly balances that are the amounts expected to be included in 207.58.g for end of year and records for other months (Note I) | 207.99.g. plus 205.5.g. for end of year, records for other months | Electric Only, Form No 1, page 356 for end of year, records for other months | 207.57.g. + 207.74.g. + 207.83.g. + 207.98.g. Projected monthly balances that are the amounts expected to be included in 207.57.g. + 207.74.g. + 207.83.g. + 207.98.g. for end of year and records for other months | 207.57.g. Projected monthly balances that are the amounts expected to be included in 207.57.g for end of year and records for other months | 207.98.g. for end of year, records for other months | Electric Only, Form No 1, page 356 for end of year, records for other months | Col. (b) - Col. (f) | Col. (c) - Col. (g) | Col. (d) - Col. (h) | Col. (e) - Col. (i)
1 | December Prior Year | 13416146824 | 2798259876 | 754326415 | 0 | 10991567.32 |  | 1387030.08 | 0 | 13405155256.68 | 2798259876 | 752939384.92 | 0
2 | January | 13451427052.01 | 2817205334.53 | 612847039.26 | 0 | 10988321.81 |  | 1387030.08 | 0 | 13440438730.2 | 2817205334.53 | 611460009.18 | 0
3 | February | 13493502675.23 | 2825125060.33 | 615314142.16 | 0 | 10988321.81 |  | 1387030.08 | 0 | 13482514353.42 | 2825125060.33 | 613927112.08 | 0
4 | March | 13545895347.85 | 2849521632.1097 | 617665586.7255 | 0 | 10988321.81 |  | 1387030.08 | 0 | 13534907026.04 | 2849521632.1097 | 616278556.6455 | 0
5 | April | 13608187706.05 | 2849533498.31 | 625134262.64 | 0 | 10988321.81 |  | 1387030.08 | 0 | 13597199384.24 | 2849533498.31 | 623747232.56 | 0
6 | May | 13693405218.43 | 2911300010.26 | 619524741.75 | 0 | 10984861.14 |  | 1387030.08 | 0 | 13682420357.29 | 2911300010.26 | 618137711.67 | 0
7 | June | 13725097231.3642 | 2915967170.443 | 621770543.5575 | 0 | 10984804.65 |  | 1387030.08 | 0 | 13714112426.7142 | 2915967170.443 | 620383513.4775 | 0
8 | July | 13807265894.91 | 2945810067.08 | 628676786.76 | 0 | 10944307.82 |  | 1387030.08 | 0 | 13796321587.09 | 2945810067.08 | 627289756.68 | 0
9 | August | 13855024040.98 | 2946694267.12 | 634808374.16 | 0 | 10944307.82 |  | 1387030.08 | 0 | 13844079733.16 | 2946694267.12 | 633421344.08 | 0
10 | September | 13893010186.55 | 2950339788.955 | 637702401.5464 | 0 | 9573497.09 |  | 1191522.17 | 0 | 13883436689.46 | 2950339788.955 | 636510879.3764 | 0
11 | October | 13987076905.93 | 2954665845.3 | 640707741.7 | 0 | 9573497.09 |  | 1191522.17 | 0 | 13977503408.84 | 2954665845.3 | 639516219.53 | 0
12 | November | 14110291255.17 | 2963636799.97 | 664340683.78 | 0 | 9573025.09 |  | 1191522.17 | 0 | 14100718230.08 | 2963636799.97 | 663149161.61 | 0
13 | December | 14244287330 | 2969915886 | 628726650 | 0 | 9557439.04 |  | 1191522.17 | 0 | 14234729890.96 | 2969915886 | 627535127.83 | 0
14 | Average of the 13 Monthly Balances | 13756201359.1134 | 2899844248.9544 | 638580413.003 | 0 | 10544661.1 | 0 | 1326873.8 | 0 | 13745656698.0134 | 2899844248.9544 | 637253539.203 | 0
|  | Accumulated Depreciation & Amortization | [5 empty] | Asset Retirement Obligations
Line No | Month | Total Plant in Service | Transmission | General Depr. | Intangible Amort. | Common Depr. | Common Amort. | Total Plant in Service | Transmission | General Depr. | Intangible Amort. | Common Depr. | Common Amort.
| (a) | (b) | (c) | (d) | (e) | (f) | (g) | (h) | (i) | (j) | (k) | (l) | (m)
Attachment H-9A, Line No:
|  | 219.29.c Projected monthly balances that are the amounts expected to be included in 219.29.c for end of year and records for other months | 219.25.c Projected monthly balances that are the amounts expected to be included in 219.25.c for end of year and records for other months | 219.28c for end of year, records for other months | 200.21c for end of year, records for other months | Electric Only, Form No 1, page 356 for end of year, records for other months | Electric Only, Form No 1, page 356 for end of year, records for other months | 219.29.c Projected monthly balances that are the amounts expected to be included in 219.29.c for end of year and records for other months | 219.25.c Projected monthly balances that are the amounts expected to be included in 219.25.c for end of year and records for other months | 219.28c for end of year, records for other months | 200.21c for end of year, records for other months | Electric Only, Form No 1, page 356 for end of year, records for other months | Electric Only, Form No 1, page 356 for end of year, records for other months
15 | December Prior Year | 4075767301 | 673671637 | 170595834 | 173458270 | 0 | 0 | 4058160.28 |  | 763892.12 |  | 0 | 0
16 | January | 4263161307.01 | 691245264 | 276226237.77 | 18838687.99 | 0 | 0 | 4088676 |  | 773495.76 |  | 0 | 0
17 | February | 4289317179.27 | 695027755 | 280507942.43 | 19182349.98 | 0 | 0 | 4122437.25 |  | 783099.41 |  | 0 | 0
18 | March | 4310963145.53 | 700011428 | 289969198.07 | 11366430.98 | 0 | 0 | 4156198.51 |  | 792703.05 |  | 0 | 0
19 | April | 4333595318.74 | 703188615 | 293108889.53 | 11433886.17 | 0 | 0 | 4189959.74 |  | 802306.7 |  | 0 | 0
20 | May | 4355437619.98 | 706898401 | 296496193.61 | -32118.27 | 0 | 0 | 4220260.31 |  | 811910.34 |  | 0 | 0
21 | June | 4380045795.1 | 710932476 | 299879502.99 | 0 | 0 | 0 | 4253965.06 |  | 821513.99 |  | 0 | 0
22 | July | 4396586044.48 | 714928196 | 298656555.63 | 0 | 0 | 0 | 4247229.48 |  | 831117.63 |  | 0 | 0
23 | August | 4420446419.74 | 718782918 | 298197147.28 | 0 | 0 | 0 | 4280990.74 |  | 840721.28 |  | 0 | 0
24 | September | 4445826419.7 | 722085340 | 320832074.38 | 0 | 0 | 0 | 4312985.7 |  | 850027.38 |  | 0 | 0
25 | October | 4467724948.02 | 725617187 | 323415130.79 | 0 | 0 | 0 | 4334039.02 |  | 851027.79 |  | 0 | 0
26 | November | 4531111876.36 | 734396553 | 327948439.2 | 0 | 0 | 0 | 4354620.36 |  | 852028.2 |  | 0 | 0
27 | December | 4499231460 | 732744073 | 311311220 | 0 | 0 | 0 | 4360087.64 |  | 853028.61 |  | 0 | 0
28 | Average of the 13 Monthly Balances | 4366862679.61 | 709963834.0769 | 291318797.36 | 18019038.9885 | 0 | 0 | 4229200.7762 | 0 | 817451.7123 | 0 | 0 | 0
Projected Accumulated Depreciation & Amortization Less Projected Asset Retirement Obligations
Line No | Month | Total Plant in Service | Transmission | General Depreciation | Intangible Amortization | Common Depreciation | Common Amortization
| (a) | (b) | (c) | (d) | (e) | (f) | (g)
| Attachment H-9A, Line No: | 9 | 30 | 31 | 32 | 12 | 11
|  | Col. (b) - Col. (h) | Col. (c) - Col. (i) | Col. (d) - Col. (j) | Col. (e) - Col. (k) | Col. (f) - Col. (l) | Col. (g) - Col. (m)
29 | December Prior Year | 4071709140.72 | 673671637 | 169831941.88 | 173458270 | 0 | 0
30 | January | 4259072631.01 | 691245264 | 275452742.01 | 18838687.99 | 0 | 0
31 | February | 4285194742.02 | 695027755 | 279724843.02 | 19182349.98 | 0 | 0
32 | March | 4306806947.02 | 700011428 | 289176495.02 | 11366430.98 | 0 | 0
33 | April | 4329405359 | 703188615 | 292306582.83 | 11433886.17 | 0 | 0
34 | May | 4351217359.67 | 706898401 | 295684283.27 | -32118.27 | 0 | 0
35 | June | 4375791830.04 | 710932476 | 299057989 | 0 | 0 | 0
36 | July | 4392338815 | 714928196 | 297825438 | 0 | 0 | 0
37 | August | 4416165429 | 718782918 | 297356426 | 0 | 0 | 0
38 | September | 4441513434 | 722085340 | 319982047 | 0 | 0 | 0
39 | October | 4463390909 | 725617187 | 322564103 | 0 | 0 | 0
40 | November | 4526757256 | 734396553 | 327096411 | 0 | 0 | 0
41 | December | 4494871372.36 | 732744073 | 310458191.39 | 0 | 0 | 0
42 | Average of the 13 Monthly Balances | 4362633478.8338 | 709963834.0769 | 290501345.6477 | 18019038.9885 | 0 | 0
Note
A | In the true-up calculation, actual monthly balance records are used.

## 10 - Merger Costs
Potomac Electric Power Company
Attachment 10 - Merger Costs
| (a) | (b) | (c) | (d) | (…) | (x)
O&M Cost To Achieve
| FERC Account | Total | Allocation to Trans. |  |  | Total
1 | Transmission O&M | 0 | 100% |  |  | 0
2 | A&G | 0 | 15.46% |  |  | 0
3 | [5 empty] | 0
4 | Total | 0 |  |  |  | 0
5
6 | Depreciation & Amortization Expense Cost To Achieve
7 | FERC Account | Total | Allocation to Trans. |  |  | Total
8 | General Plant | 0 | 15.46% |  |  | 0
9 | Intangible Plant | 0 | 15.46% |  |  | 0
10 | [5 empty] | 0
11 | Total | 0 |  |  |  | 0
| Capital Cost To Achieve included in the General and Intangible Plant | General | Intangible
| Gross Plant |  |  |  |  | Total
12 | December Prior Year | 0 | 0 |  |  | 0
13 | January | 0 | 0 |  |  | 0
14 | February | 0 | 0 |  |  | 0
15 | March | 0 | 0 |  |  | 0
16 | April | 0 | 0 |  |  | 0
17 | May | 0 | 0 |  |  | 0
18 | June | 0 | 0 |  |  | 0
19 | July | 0 | 0 |  |  | 0
20 | August | 0 | 0 |  |  | 0
21 | September | 0 | 0 |  |  | 0
22 | October | 0 | 0 |  |  | 0
23 | November | 0 | 0 |  |  | 0
24 | December | 0 | 0 |  |  | 0
25 | Average | 0 | 0 |  |  | 0
| Accumulated Depreciation | General | Intangible |  |  | Total
26 | December Prior Year | 0 | 0 |  |  | 0
27 | January | 0 | 0 |  |  | 0
28 | February | 0 | 0 |  |  | 0
29 | March | 0 | 0 |  |  | 0
30 | April | 0 | 0 |  |  | 0
31 | May | 0 | 0 |  |  | 0
32 | June | 0 | 0 |  |  | 0
33 | July | 0 | 0 |  |  | 0
34 | August | 0 | 0 |  |  | 0
35 | September | 0 | 0 |  |  | 0
36 | October | 0 | 0 |  |  | 0
37 | November | 0 | 0 |  |  | 0
38 | December | 0 | 0 |  |  | 0
39 | Average | 0 | 0 |  |  | 0
| Net Plant = Gross Plant Minus Accumulated Depreciation from above | General | Intangible |  |  | Total
40 | December Prior Year | 0 | 0 | 0 | 0 | 0
41 | January | 0 | 0 | 0 | 0 | 0
42 | February | 0 | 0 | 0 | 0 | 0
43 | March | 0 | 0 | 0 | 0 | 0
44 | April | 0 | 0 | 0 | 0 | 0
45 | May | 0 | 0 | 0 | 0 | 0
46 | June | 0 | 0 | 0 | 0 | 0
47 | July | 0 | 0 | 0 | 0 | 0
48 | August | 0 | 0 | 0 | 0 | 0
49 | September | 0 | 0 | 0 | 0 | 0
50 | October | 0 | 0 | 0 | 0 | 0
51 | November | 0 | 0 | 0 | 0 | 0
52 | December | 0 | 0 | 0 | 0 | 0
53 | Average | 0 | 0 | 0 | 0 | 0
| Depreciation (Monthly Change of Accumulated Depreciation from above) | General | Intangible |  |  | Total
54 | January | 0 | 0 |  |  | 0
55 | February | 0 | 0 |  |  | 0
56 | March | 0 | 0 |  |  | 0
57 | April | 0 | 0 |  |  | 0
58 | May | 0 | 0 |  |  | 0
59 | June | 0 | 0 |  |  | 0
60 | July | 0 | 0 |  |  | 0
61 | August | 0 | 0 |  |  | 0
62 | September | 0 | 0 |  |  | 0
63 | October | 0 | 0 |  |  | 0
64 | November | 0 | 0 |  |  | 0
65 | December | 0 | 0 |  |  | 0
66 | Total | 0 | 0 |  |  | 0
Capital Cost To Achieve included in Total Electric Plant in Service
67 | December Prior Year | 0
68 | January | 0
69 | February | 0
70 | March | 0
71 | April | 0
72 | May | 0
73 | June | 0
74 | July | 0
75 | August | 0
76 | September | 0
77 | October | 0
78 | November | 0
79 | December | 0
80 | Average | 0

## 11A - O&M
Potomac Electric Power Company
Attachment 11A - O&M Workpaper
|  |  | (a) | (b) | (c)
321.83.b to 321.112.b
|  |  | Total | Non-Recoverable | Directly Assigned
1 | Operation, Supervision & Engineering | 560 | 11373055.39 |  | 11373055.39
2 | Load Dispatch-Reliability | 561.1 | 0 |  | 0
3 | Load Dispatch-Monitor & Oper Tran Sys | 561.2 | 53078.71 |  | 53078.71
4 | Load Dispatch-Trans Svc & Scheduling | 561.3 | 0 |  | 0
5 | Scheduling, Sys Control & Dispatch Svc | 561.4 | 47306.4 |  | 47306.4
6 | Reliability Planning & Standards Devel | 561.5 | 0 |  | 0
7 | Transmission Service Studies | 561.6 | 0 |  | 0
8 | Generation Interconnection Studies | 561.7 | 0 |  | 0
9 | Reliability Planning & Standard Devel | 561.8 | 14291.22 |  | 14291.22
10 | Station Expenses | 562 | 0 |  | 0
11 | Overhead Line Expenses | 563 | 0 |  | 0
12 | Underground Line Expenses | 564 | 0 |  | 0
13 | Transmission of Electricity by Others | 565 | 0 |  | 0
14 | Miscellaneous Transmission Expenses | 566 | 5879485 | 176390 | 5703095
15 | Rents | 567 | 8629.57 |  | 8629.57
16 | Maintenance, Supervision & Engineering | 568 | 0 |  | 0
17 | Maintenance of Structures | 569 | 888690 |  | 888690
18 | Maintenance of Computer Hardware | 569.1 | 0 |  | 0
19 | Maintenance of Computer Software | 569.2 | 0 |  | 0
20 | Maintenance of Communication Equipment | 569.3 | 0 |  | 0
21 | Maintenance of Misc Regional Transmission Plant | 569.4 |  |  | 0
22 | Maintenance of Station Equipment | 570 | 8377317.03 |  | 8377317.03
23 | Maintenance of Overhead Lines | 571 | 6446542.9 |  | 6446542.9
24 | Maintenance of Underground Lines | 572 | 760270.86 |  | 760270.86
25 | Maintenance of Misc Transmission Plant | 573 | 1071738 |  | 1071738
26 | Transmission Expenses - Total (Sum of lines 1-25) |  | 34920405.08 | 176390 | 34744015.08
27 | Transmission O&M |  |  | Total | 34744015.08

## 11B - A&G
Potomac Electric Power Company
Attachment 11B - A&G Workpaper
|  |  | (a) | (b) | (c) | (d) | (e)
323.181.b to 323.196.3b
|  |  | Total | S&W Allocation | Net Plant Allocation | Non-Recoverable | Directly Assigned
1 | Administrative and General Salaries | 920 | 7181921 | 7181921 |  |  | 0
2 | Office Supplies and Expenses | 921 | 8550951.46 | 8550951.46 |  |  | 0
3 | Administrative Expenses Transferred-Credit | 922 |  | 0 |  |  | 0
4 | Outside Service Employed | 923 | 145355313.62 | 144335168.0905 |  | 1020145.5295 | 0
5 | Property Insurance | 924 | 1788512.48 | 0 | 1788512.48 | 0 | 0
6 | Injuries and Damages | 925 | 3613001.07 | 3613001.07 |  |  | 0
7 | Employee Pensions and Benefits | 926 | 22791759.66 | 22791759.66 |  | 0 | 0
8 | Franchise Requirements | 927 |  | 0 |  |  | 0
9 | Regulatory Commission Expenses | 928 | 4428426.4 | 0 |  | 4139315.79 | 289110.61
10 | Duplicate Charges-Credit | 929 |  | 0 |  |  | 0
11 | General Advertising Expenses | 930.1 | 2405888.24 | 0 |  | 2405888.24 | 0
12 | Miscellaneous General Expenses | 930.2 | 273278.85 | 273278.85 |  | 0 | 0
13 | Rents | 931 | 0 | 0 |  |  | 0
14 | Maintenance of General Plant | 935 | 95731.55 | 95731.55 |  |  | 0
14a | Maintenance of Computer Hardware | 935.1 | 0 | 0
14b | Maintenance of Computer Software | 935.2 | 593232.01 | 593232.01
14c | Maintenance of Communications Equipment | 935.3 | 0 | 0
15 | Administrative & General - Total (Sum of lines 1-14c) |  | 197078016.34 | 187435043.6905 | 1788512.48 | 7565349.5595 | 289110.61
16 |  |  | Allocation Factor | 15.46% | 23.93% | 0% | 100%
17 |  |  | Transmission A&G 1 | 28986437.856 | 427928.5503 | 0 | 289110.61
18 | [5 empty] | Total 2 | 29703477.0163
1 Multiply total amounts on line 15, columns (b)-(e) by allocation factors on line 16.
2 Sum of line 17, columns (b), (c), (d), (e).

## 12 - Depreciation Rates
Potomac Electric Power Company
Attachment 12 - Depreciation Rates
(A) | (B) | (C)
Applied
Number | Plant Type | Depreciation Rate
Electric Transmission
350.2 | Land and Land Rights | 1.55%
352 | Structures and Improvements | 1.36%
353 | Station Equipment | 1.84%
354 | Towers and Fixtures | 2.22%
355 | Poles and Fixtures | 2.42%
356 | Overhead Conductors and Devices | 2.73%
357 | Underground Conduit | 1.48%
358 | Underground Conductors and Devices | 2.08%
359 | Roads and Trails | 1.01%
Electric General
390 - ALLOCABLE Other | Structures and Improvements | 1.602%
390 - ALLOCABLE Major | Structures and Improvements | 1.938%
390 - DC | Structures and Improvements | 2.66%
390 - MD | Structures and Improvements | 13.97%
390 - SMECO | Structures and Improvements | 4.4%
391.1 - ALLOCABLE | Office Furniture and Equipment | 6.67%
391.1 - DC | Office Furniture and Equipment | 6.67%
391.1 - MD | Office Furniture and Equipment | 6.66%
391.3 - ALLOCABLE | Office Furniture and Equipment | 10.73%
391.3 - DC | Office Furniture and Equipment | 10%
391.3 - MD | Office Furniture and Equipment | 19.56%
393 - DC | Stores Equipment | 4%
393 - MD | Stores Equipment | 4.67%
394 - DC | Tools, Shop, Garage Equipment | 4%
394 - MD | Tools, Shop, Garage Equipment | 6.45%
395 - DC | Laboratory Equipment | 6.67%
395 - MD | Laboratory Equipment | 5.7%
396 - ALLOCABLE | Power Operated Equipment | 2.24%
397 - ALLOCABLE | Communication Equipment | 1.288%
397.1 - DC | Communication Equipment | 6.63%
397 - MD | Communication Equipment | 14.51%
397 - SMECO | Communication Equipment | 4.4%
397.1 - ALLOCABLE | Communication Equipment | 5.49%
397.2 - MD | Communication Equipment | 6.59%
397.3 - DC | Communication Equipment | 6.67%
397.3 - MD | Communication Equipment | 6.59%
398 - DC | Miscellaneous Equipment | 5%
398 - MD | Miscellaneous Equipment | 6.65%
Electric Intangible
302 | Franchises and Consents
303 | Miscellaneous Intangible Plant
303.1 | 2-year plant | 50%
303.2 | 3-year plant | 33.33%
303.3 | 4-year plant | 25%
303.4 | 5-year plant | 20%
303.5 | 7-year plant | 14.29%
303.6 | 10-year plant | 10%
303.7 | 12-year plant | 8.333%
303.8 | 15-year plant | 6.667%
Note 1: | Depreciation and amortization rates reflected in FERC Docket No. ER21-83 (transmission), Maryland Case No. 9385 (general and intangible), District of Columbia Formal Case Nos. 1150 and 1151 (general and intangible) and in the 2021 Annual Update (SMECO labeled subaccounts). Allocable subaccount depreciation and amortization rates are calculated and updated based on the approved Maryland and District of Columbia depreciation and amortization rates and weighted by jurisdictional plant balances.
Note 2: | Within five years of the effective date of the Settlement in Docket No. ER19-5 et al, and at least every five years thereafter, Pepco will file an FPA Section 205 rate proceeding, with a new depreciation study, to revise its transmission depreciation rates (unless the company has otherwise submitted an FPA Section 205 rate filing, with a new depreciation study, that addresses its depreciation rates in the prior five years).
Note 3: | The rates on this schedule cannot be changed absent a section 205 or 206 filing.