## MDW1-GD-S1620
****** PJM Generator Deliverability Detailed Report ****** PJM [TARA Ver 2101.1.0.0 64-bit - Tue May 24 11:24:58 2022]
FG Index [All Queue] | 659 | FG ID | 1620 | Monitored Facility:255113 17STILLWELL 345 243219 05DUMONT 345 1 / Contingency:AEP_P4_#2978_05DUMONT 765_B_SRT-A[Breaker]
Rating | Final DC %LD | Final AC %LD | DC¦AC | Base FG Flow | 50/50 MW | Adder MW | LTF Impact | Adder Impact | DC Final Flow | AC Final Flow | Shift Factor | Import Cap | Transfer Cap | Adder Cap | Missing Outlier Cap | Outlier Dfax Cutoff | Total Dispatch | 80¦50 Dispatch | Adder Dispatch | External Dispatch
1075 | 106.34 | 106.36 | AC | 398.45 | 72.18 | 488.61 | 179.24 | 4.72 | 1143.2 | 1143.4 | 0.000827 | 0 | 9899.6 | 0 | 9457.4 | 0.07934 | 4436.27 | 442.25 | 3994.02 | 0
Bus# | Bus Name | Volt | Area | Gen Class | PMin | PMax | PGen | PNew | Flag | Dfax | Impact | FRMP | Adder Impact | EEFORD | Cum Avai | Com Prob | Unit Type | Group ID | Study Bus? | MFO Limited? | Ramping Limit
274724 | RIVER EC ;11 | 16 | 222 | 57 | 105 | 162 | 134.82 | 162 | FiftyFifty | 0.19183 | 5.2133 | 31.0761 |  | 0.06171 | 0.9383 | 1 | CAPACITY |  |  |  | 1
274723 | RIVER EC ;12 | 16 | 222 | 57 | 105 | 164.1 | 136.57 | 164.1 | FiftyFifty | 0.18942 | 5.2146 | 31.0842 |  | 0.06171 | 0.8804 | 1 | CAPACITY |  |  |  | 1
910542 | X3-005 E | 13.2 | 222 | 75 | 0 | 5.6 | 0 | 5.6 | FiftyFifty | 0.17678 | 0.99 | 0.99 |  | 0 | 0.8804 | 1 | NEWENERGY | X3-005 |  |  | 1
276164 | X3-005 C | 13.2 | 222 | 75 | 0 | 3.4 | 2.83 | 3.4 | FiftyFifty | 0.17678 | 0.1008 | 0.6011 |  | 0 | 0.8804 | 1 | CAPACITY | X3-005 |  |  | 1
274826 | FISK ;BP | 12.5 | 222 | 53 | 1 | 99.9 | 83.14 | 99.9 | FiftyFifty | 0.1616 | 2.7083 | 16.1443 |  | 0.06171 | 0.8261 | 1 | CAPACITY |  |  |  | 1
274827 | FISK ;RP | 12.5 | 222 | 53 | 1 | 70.8 | 58.92 | 70.8 | FiftyFifty | 0.1616 | 1.9194 | 11.4416 |  | 0.06171 | 0.7751 | 1 | CAPACITY |  |  |  | 1
274798 | UNIV PARK;1U | 13.8 | 222 | 57 | 25 | 53.6 | 44.61 | 53.6 | FiftyFifty | 0.16048 | 1.443 | 8.6015 |  | 0.06171 | 0.7273 | 1 | CAPACITY |  |  |  | 1
274801 | UNIV PARK;4U | 13.8 | 222 | 57 | 25 | 53.2 | 44.28 | 53.2 | FiftyFifty | 0.16048 | 1.4323 | 8.5374 |  | 0.06171 | 0.6824 | 1 | CAPACITY |  |  |  | 1
274800 | UNIV PARK;3U | 13.8 | 222 | 57 | 25 | 53.2 | 44.28 | 53.2 | FiftyFifty | 0.16048 | 1.4323 | 8.5374 |  | 0.06171 | 0.6403 | 1 | CAPACITY |  |  |  | 1
274799 | UNIV PARK;2U | 13.8 | 222 | 57 | 25 | 53.2 | 44.28 | 53.2 | FiftyFifty | 0.16048 | 1.4323 | 8.5374 |  | 0.06171 | 0.6008 | 1 | CAPACITY |  |  |  | 1
275149 | KELLYCK ;1E | 0.69 | 222 | 74 | 0 | 140 | 0 | 140 | FiftyFifty | 0.15883 | 22.2365 | 22.2365 |  | 0 | 0.6008 | 1 | NEWENERGY | S37 |  |  | 1
293519 | PILOT HIL;1E | 0.7 | 222 | 74 | 0 | 140 | 0 | 140 | FiftyFifty | 0.15883 | 22.2365 | 22.2365 |  | 0 | 0.6008 | 1 | NEWENERGY |  |  |  | 1
274888 | KELLY CRK;1U | 0.69 | 222 | 74 | 0 | 35 | 29.13 | 35 | FiftyFifty | 0.15883 | 0.9325 | 5.5591 |  | 0 | 0.6008 | 1 | CAPACITY | S37 |  |  | 1
274887 | PILOT HIL;1U | 0.69 | 222 | 74 | 0 | 35 | 29.13 | 35 | FiftyFifty | 0.15883 | 0.9325 | 5.5591 |  | 0 | 0.6008 | 1 | CAPACITY | S36 |  |  | 1
274753 | CRETE EC ;3U | 13.8 | 222 | 57 | 0 | 75.2 | 62.58 | 75.2 | FiftyFifty | 0.15695 | 1.9799 | 11.8024 |  | 0.06171 | 0.5637 | 1 | CAPACITY |  |  |  | 1
274751 | CRETE EC ;1U | 13.8 | 222 | 57 | 0 | 75.2 | 62.58 | 75.2 | FiftyFifty | 0.15695 | 1.9799 | 11.8024 |  | 0.06171 | 0.5289 | 1 | CAPACITY |  |  |  | 1
276675 | AE2-062 E | 138 | 222 | 76 | -1 | 1 | 0 | 1 | Adder/NFTIR/OL | 0.14857 | 0.1486 | 0.1486 | 0.0008 | 0 |  | 1 | MTX NFTIR |  |  |  | 1
294392 | P-010 E | 0.57 | 222 | 74 | 0 | 152.4 | 0 | 129.54 | Adder/OL | 0.14526 | 18.8163 | 22.1369 | 0.1071 | 0 |  | 1 | NEWENERGY | P10 |  |  | 1
293061 | N-015 E | 0.57 | 222 | 74 | 0 | 120 | 0 | 102 | Adder/OL | 0.14526 | 14.816 | 17.4306 | 0.0844 | 0 |  | 1 | NEWENERGY | N15 |  |  | 1
293645 | O22 E2 | 0.69 | 222 | 74 | 0 | 131.6 | 0 | 111.86 | Adder/OL | 0.14377 | 16.0817 | 18.9196 | 0.0925 | 0 |  | 1 | NEWENERGY | O22 |  |  | 1
293644 | O22 E1 | 0.69 | 222 | 74 | 0 | 114.9 | 0 | 97.67 | Adder/OL | 0.14377 | 14.0409 | 16.5187 | 0.0808 | 0 |  | 1 | NEWENERGY | O22 |  |  | 1
276591 | L-013 2 | 34.5 | 222 | 56 | 0 | 29 | 0 | 24.65 | Adder/OL | 0.14228 | 3.5071 | 4.126 | 0.0204 | 0.06171 |  | 1 | ENERGY |  |  |  | 1
918052 | AA1-018 E OP | 345 | 222 | 74 | 0 | 130.5 | 0 | 110.92 | Adder/OL | 0.14053 | 15.5881 | 18.339 | 0.0917 | 0 |  | 1 | NEWENERGY | AA1-018 |  |  | 1
276170 | Z1-108 E | 34.5 | 222 | 76 | -20 | 20 | 0 | 20 | Adder/NFTIR/OL | 0.13992 | 2.7984 | 2.7984 | 0.0165 | 0.0975 |  | 1 | MTX NFTIR | Z1-108 |  |  | 1
920272 | AA2-123 E | 34.5 | 222 | 76 | -20 | 20 | 0 | 20 | Adder/NFTIR/OL | 0.13735 | 2.747 | 2.747 | 0.0165 | 0.0975 |  | 1 | MTX NFTIR | AA2-123 |  |  | 1
933932 | AD1-016 E | 138 | 222 | 75 | 0 | 12.4 | 0 | 10.54 | Adder/OL | 0.13719 | 1.446 | 1.7011 | 0.0087 | 0 |  | 1 | NEWENERGY | AD1-016 |  |  | 1
290108 | LEEDK;1U E | 0.57 | 222 | 74 | 0 | 197.5 | 0 | 167.88 | Adder/OL | 0.13702 | 23.0022 | 27.0614 | 0.1389 | 0 |  | 1 | NEWENERGY |  |  |  | 1
290021 | O50 E | 0.69 | 222 | 74 | 0 | 160 | 0 | 136 | Adder/OL | 0.13653 | 18.5685 | 21.8452 | 0.1125 | 0 |  | 1 | NEWENERGY | O50 |  |  | 1
934972 | AD1-129 E | 34.5 | 222 | 75 | 0 | 5 | 0 | 4.25 | Adder/OL | 0.13538 | 0.5754 | 0.6769 | 0.0035 | 0 |  | 1 | NEWENERGY | AD1-129 |  |  | 1
272363 | ESS H440 ; R | 138 | 222 | 29 | 0 | 22 | 0 | 18.7 | Adder/OL | 0.13491 | 2.5228 | 2.968 | 0.0155 | 0.08416 |  | 1 | ENERGY |  |  |  | 1
290051 | GSG-6; E | 0.69 | 222 | 74 | 0.9 | 87.6 | 0 | 74.46 | Adder/OL | 0.13477 | 10.0349 | 11.8058 | 0.0616 | 0 |  | 1 | NEWENERGY |  |  |  | 1
916221 | Z1-073 E | 0.69 | 222 | 74 | 0 | 61.73 | 0 | 52.47 | Adder/OL | 0.13477 | 7.0714 | 8.3193 | 0.0434 | 0 |  | 1 | NEWENERGY | Z1-073 |  |  | 1
295109 | WESTBROOK E | 138 | 222 | 74 | 0 | 46.9 | 0 | 39.87 | Adder/OL | 0.13477 | 5.3726 | 6.3207 | 0.033 | 0 |  | 1 | NEWENERGY | WestBrooklyn |  |  | 1
295111 | SUBLETTE E | 138 | 222 | 74 | 0 | 22.8 | 0 | 19.38 | Adder/OL | 0.13477 | 2.6118 | 3.0727 | 0.016 | 0 |  | 1 | NEWENERGY | Sublette |  |  | 1
930481 | AB1-089 C | 345 | 222 | 58 | 0 | 550 | 0 | 467.5 | Adder/OL | 0.13434 | 62.8022 | 73.8849 | 0.3867 | 0.02619 |  | 1 | NEW |  |  |  | 1
930482 | AB1-089 E | 345 | 222 | 58 | 0 | 25 | 0 | 21.25 | Adder/OL | 0.13434 | 2.8546 | 3.3584 | 0.0176 | 0.02619 |  | 1 | NEWENERGY |  |  |  | 1
WEC | LTFEXP_WEC->PJM |  |  | LTF |  | 32.9 |  | 32.9 | CLTF | 0.13375 | 4.4005 | 4.4005 | 0.0272
294763 | P-046 E | 12 | 222 | 74 | 0 | 80.6 | 0 | 68.51 | Adder/OL | 0.13166 | 9.02 | 10.6118 | 0.0567 | 0 |  | 1 | NEWENERGY | P46 |  |  | 1
940502 | AE2-035 E | 138 | 222 | 75 | 0 | 29 | 0 | 24.65 | Adder/OL | 0.13166 | 3.2454 | 3.8181 | 0.0204 | 0 |  | 1 | NEWENERGY | AE2-035 |  |  | 1
937312 | AD2-172 E | 138 | 222 | 75 | 0 | 29 | 0 | 24.65 | Adder/OL | 0.13166 | 3.2454 | 3.8181 | 0.0204 | 0 |  | 1 | NEWENERGY | AD2-172 |  |  | 1
274860 | EASYR;U2 E | 0.69 | 222 | 74 | 0 | 104.8 | 0 | 89.08 | Adder/OL | 0.12911 | 11.5011 | 13.5307 | 0.0737 | 0 |  | 1 | NEWENERGY | Big Sky 2 |  |  | 1
274859 | EASYR;U1 E | 0.69 | 222 | 74 | 0 | 104.8 | 0 | 89.08 | Adder/OL | 0.12911 | 11.5011 | 13.5307 | 0.0737 | 0 |  | 1 | NEWENERGY | Big Sky 1 |  |  | 1
276626 | AG1-044 E | 34.5 | 222 | 76 | -0.6 | 0.56 | 0 | 0.56 | Adder/NFTIR/OL | 0.12616 | 0.0706 | 0.0706 | 0.0005 | 0 |  | 1 | MTX NFTIR |  |  |  | 1
293516 | O-009 E | 0.69 | 222 | 74 | 0 | 169.6 | 0 | 144.16 | Adder/OL | 0.12539 | 18.0758 | 21.2656 | 0.1192 | 0 |  | 1 | NEWENERGY | O09 |  |  | 1
293715 | O-029 E | 0.69 | 222 | 74 | 0 | 87.71 | 0 | 74.55 | Adder/OL | 0.12539 | 9.348 | 10.9977 | 0.0617 | 0 |  | 1 | NEWENERGY | O29 |  |  | 1
293716 | O-029 E | 0.57 | 222 | 74 | 0 | 48.09 | 0 | 40.88 | Adder/OL | 0.12539 | 5.1254 | 6.0299 | 0.0338 | 0 |  | 1 | NEWENERGY | O29 |  |  | 1
293717 | O-029 E | 0.6 | 222 | 74 | 0 | 44.2 | 0 | 37.57 | Adder/OL | 0.12539 | 4.7108 | 5.5421 | 0.0311 | 0 |  | 1 | NEWENERGY | O29 |  |  | 1
274891 | CAYUG;2U E | 0.69 | 222 | 74 | 0 | 120 | 0 | 102 | Adder/OL | 0.12449 | 12.6978 | 14.9386 | 0.0844 | 0 |  | 1 | NEWENERGY |  |  |  | 1
274890 | CAYUG;1U E | 0.69 | 222 | 74 | 0 | 120 | 0 | 102 | Adder/OL | 0.12449 | 12.6978 | 14.9386 | 0.0844 | 0 |  | 1 | NEWENERGY |  |  |  | 1
293771 | O-035 E | 0.69 | 222 | 74 | 0 | 63.7 | 0 | 54.15 | Adder/OL | 0.12261 | 6.6388 | 7.8103 | 0.0448 | 0 |  | 1 | NEWENERGY | O35 |  |  | 1
916212 | CRESCENT ;1U | 0.6 | 222 | 74 | 0 | 44.75 | 0 | 38.04 | Adder/OL | 0.12261 | 4.6638 | 5.4868 | 0.0315 | 0 |  | 1 | NEWENERGY | Z1-072 |  |  | 1
927208 | AC1-214 E1 | 0.69 | 222 | 74 | 0 | 30.2 | 0 | 25.67 | Adder/OL | 0.12261 | 3.1474 | 3.7028 | 0.0212 | 0 |  | 1 | NEWENERGY | AC1-214 |  |  | 1
927209 | AC1-214 E2 | 0.69 | 222 | 74 | 0 | 30.2 | 0 | 25.67 | Adder/OL | 0.12261 | 3.1474 | 3.7028 | 0.0212 | 0 |  | 1 | NEWENERGY | AC1-214 |  |  | 1
294410 | BSHIL;2U E | 0.69 | 222 | 74 | 0 | 80 | 0 | 68 | Adder/OL | 0.12171 | 8.2766 | 9.7372 | 0.0562 | 0 |  | 1 | NEWENERGY | Bishop Hill 2 |  |  | 1
294401 | BSHIL;1U E | 0.69 | 222 | 74 | 0 | 80 | 0 | 68 | Adder/OL | 0.12171 | 8.2766 | 9.7372 | 0.0562 | 0 |  | 1 | NEWENERGY | Bishop Hill 1 |  |  | 1
990901 | L-005 E | 0.57 | 222 | 74 | 0 | 120 | 0 | 102 | Adder/OL | 0.12035 | 12.2756 | 14.4418 | 0.0844 | 0 |  | 1 | NEWENERGY | L05 |  |  | 1
917502 | Z2-087 E | 345 | 222 | 74 | 0 | 174 | 0 | 147.9 | Adder/OL | 0.10911 | 16.1375 | 18.9852 | 0.1223 | 0 |  | 1 | NEWENERGY | Z2-087 |  |  | 1
924049 | AB2-047 E2 | 0.69 | 222 | 74 | 0 | 109.6 | 0 | 93.16 | Adder/OL | 0.10911 | 10.1647 | 11.9585 | 0.0771 | 0 |  | 1 | NEWENERGY | AB2-047 |  |  | 1
924048 | AB2-047 E1 | 0.69 | 222 | 74 | 0 | 107.9 | 0 | 91.72 | Adder/OL | 0.10911 | 10.0071 | 11.773 | 0.0759 | 0 |  | 1 | NEWENERGY | AB2-047 |  |  | 1
290261 | S-027 E | 0.69 | 222 | 74 | 0 | 163.2 | 0 | 138.72 | Adder/OL | 0.10456 | 14.5045 | 17.0641 | 0.1147 | 0 |  | 1 | NEWENERGY | S27 |  |  | 1
290265 | S-028 E | 0.69 | 222 | 74 | 0 | 162.2 | 0 | 137.87 | Adder/OL | 0.10456 | 14.4156 | 16.9596 | 0.114 | 0 |  | 1 | NEWENERGY | S28 |  |  | 1
MEC | LTFEXP_MEC->PJM |  |  | LTF |  | 158.9 |  | 158.9 | CLTF | 0.09476 | 15.0567 | 15.0567 | 0.1314
276174 | W4-005 E | 0.69 | 222 | 74 | 0 | 260.4 | 0 | 221.34 | Adder/OL | 0.08867 | 19.6265 | 23.09 | 0.1831 | 0 |  | 1 | NEWENERGY | W4-005 |  |  | 1
924266 | AB2-070 E | 0.69 | 222 | 74 | 0 | 157.47 | 0 | 133.85 | Adder/OL | 0.08857 | 11.855 | 13.9471 | 0.1107 | 0 |  | 1 | NEWENERGY | AB2-070 |  |  | 1
960141 | AF2-305_AG1- | 345 | 222 | 74 | 0 | 9.2 | 0 | 7.82 | Adder/OL | 0.08857 | 0.6926 | 0.8148 | 0.0065 | 0 |  | 1 | NEWENERGY |  |  |  | 1
276621 | X2-022 GEN | 0.69 | 222 | 74 | 0 | 185 | 0 | 157.25 | Adder/OL | 0.08532 | 13.4164 | 15.7841 | 0.1301 | 0 |  | 1 | NEWENERGY | X2-022 |  |  | 1
276615 | W2-048 GEN | 0.69 | 222 | 74 | 0 | 65 | 0 | 55.25 | Adder/OL | 0.08532 | 4.7139 | 5.5457 | 0.0457 | 0 |  | 1 | NEWENERGY | W2-048 |  |  | 1
CBM West 1 | LTFEXP_CBM-W1->PJM |  |  | LTF |  | 1693 |  | 1693 | LTF/CBM | 0.06553 | 110.9431 | 110.9431 | 1.4003
CBM West 2 | LTFEXP_CBM-W2->PJM |  |  | LTF |  | 654 |  | 654 | LTF/CBM | 0.03259 | 21.3171 | 21.3171 | 0.5409
LAGN | LTFEXP_LAGN->PJM |  |  | LTF |  | 175 |  | 175 | CLTF | 0.0276 | 4.8306 | 4.8306 | 0.1447
NY | PJM->LTFIMP_NY |  |  | LTF |  | 55.3 |  | 55.3 | CLTF | 0.02404 | 1.3295 | 1.3295 | -0.0457
O66 | PJM->LTFIMP_O-066 |  |  | LTF |  | 673 |  | 673 | LTF/CMTX NF | 0.02341 | 15.7582 | 15.7582 | -0.5567
G-007 | PJM->LTFIMP_G-007 |  |  | LTF |  | 105 |  | 105 | LTF/CMTX NF | 0.02339 | 2.4554 | 2.4554 | -0.0868
TVA | LTFEXP_TVA->PJM |  |  | LTF |  | 140 |  | 140 | CLTF | 0.01617 | 2.2636 | 2.2636 | 0.1158
CBM South 1 | LTFEXP_CBM-S1->PJM |  |  | LTF |  | 0 |  | 0 | LTF/CBM | 0.01313 | 0 | 0 | 0
SIGE | LTFEXP_SIGE->PJM |  |  | LTF |  | 10.5 |  | 10.5 | CLTF | 0.01221 | 0.1282 | 0.1282 | 0.0087
HAMLET | PJM->LTFIMP_HAMLET |  |  | LTF |  | 57.8 |  | 57.8 | CLTF | 0.00778 | 0.4495 | 0.4495 | -0.0478
CATAWBA | PJM->LTFIMP_CATAWBA |  |  | LTF |  | 35 |  | 35 | CLTF | 0.00599 | 0.2097 | 0.2097 | -0.0289
TRIMBLE | PJM->LTFIMP_TRIMBLE |  |  | LTF |  | 55.7 |  | 55.7 | CLTF | 0.001 | 0.0557 | 0.0557 | -0.046
BlueGrass | PJM->LTFIMP_BlueG |  |  | LTF |  | 173.3 |  | 173.3 | CLTF | 0.00023 | 0.0407 | 0.0407 | -0.1433
274752 | CRETE EC ;2U | 13.8 | 222 | 57 | 0 | 75.2 | 62.58 |  |  | 0.15695 |  |  |  | 0.06171 |  | 1 | CAPACITY |  |  |  | 1
274754 | CRETE EC ;4U | 13.8 | 222 | 57 | 0 | 75.2 | 62.58 |  |  | 0.15695 |  |  |  | 0.06171 |  | 1 | CAPACITY |  |  |  | 1
274654 | BRAIDWOOD;1U | 25 | 222 | 45 | 657.6 | 1183 | 984.54 |  |  | 0.15203 |  |  |  | 0.01278 |  | 1 | CAPACITY |  |  |  | 1
274655 | BRAIDWOOD;2U | 25 | 222 | 45 | 658.1 | 1154 | 960.41 |  |  | 0.15198 |  |  |  | 0.01278 |  | 1 | CAPACITY |  |  |  | 1
274776 | LINCOLN ;7U | 13.8 | 222 | 57 | 0 | 77 | 64.08 |  |  | 0.15087 |  |  |  | 0.06171 |  | 1 | CAPACITY |  |  |  | 1
274772 | LINCOLN ;3U | 13.8 | 222 | 57 | 0 | 77 | 64.08 |  |  | 0.15087 |  |  |  | 0.06171 |  | 1 | CAPACITY |  |  |  | 1
274775 | LINCOLN ;6U | 13.8 | 222 | 57 | 0 | 77 | 64.08 |  |  | 0.15087 |  |  |  | 0.06171 |  | 1 | CAPACITY |  |  |  | 1
274774 | LINCOLN ;5U | 13.8 | 222 | 57 | 0 | 77 | 64.08 |  |  | 0.15087 |  |  |  | 0.06171 |  | 1 | CAPACITY |  |  |  | 1
274771 | LINCOLN ;2U | 13.8 | 222 | 57 | 0 | 77 | 64.08 |  |  | 0.15087 |  |  |  | 0.06171 |  | 1 | CAPACITY |  |  |  | 1
274770 | LINCOLN ;1U | 13.8 | 222 | 57 | 0 | 77 | 64.08 |  |  | 0.15087 |  |  |  | 0.06171 |  | 1 | CAPACITY |  |  |  | 1
274773 | LINCOLN ;4U | 13.8 | 222 | 57 | 0 | 77 | 64.08 |  |  | 0.15087 |  |  |  | 0.06171 |  | 1 | CAPACITY |  |  |  | 1
274777 | LINCOLN ;8U | 13.8 | 222 | 57 | 0 | 77 | 64.08 |  |  | 0.15087 |  |  |  | 0.06171 |  | 1 | CAPACITY |  |  |  | 1
274674 | JOLIET 9 ;6U | 18 | 222 | 13 | 90 | 281 | 233.86 |  |  | 0.14977 |  |  |  | 0.08416 |  | 1 | CAPACITY | Joliet9 |  |  | 1
274661 | LASCO STA;2U | 25 | 222 | 49 | 150 | 1134.8 | 944.43 |  |  | 0.149 |  |  |  | 0.01278 |  | 1 | CAPACITY |  |  |  | 1
274660 | LASCO STA;1U | 25 | 222 | 49 | 150 | 1131.2 | 941.43 |  |  | 0.149 |  |  |  | 0.01278 |  | 1 | CAPACITY |  |  |  | 1
274802 | UNIV PARK;5U | 13.8 | 222 | 57 | 25 | 53.2 | 44.28 |  |  | 0.14847 |  |  |  | 0.06171 |  | 1 | CAPACITY |  |  |  | 1
274803 | UNIV PARK;6U | 13.8 | 222 | 57 | 25 | 53.2 | 44.28 |  |  | 0.14847 |  |  |  | 0.06171 |  | 1 | CAPACITY |  |  |  | 1
274676 | JOLIET 29;8U | 24 | 222 | 15 | 100 | 540 | 449.41 |  |  | 0.14832 |  |  |  | 0.08416 |  | 1 | CAPACITY | Joliet8 |  |  | 1
274675 | JOLIET 29;7U | 24 | 222 | 15 | 70 | 550 | 457.73 |  |  | 0.14831 |  |  |  | 0.08416 |  | 1 | CAPACITY | Joliet7 |  |  | 1
274704 | KENDALL ;1C | 18 | 222 | 58 | 120 | 182.3 | 151.72 |  |  | 0.14686 |  |  |  | 0.02619 |  | 1 | CAPACITY | Kendall 1 |  |  | 1
274706 | KENDALL ;2C | 18 | 222 | 58 | 119 | 182.3 | 151.72 |  |  | 0.14686 |  |  |  | 0.02619 |  | 1 | CAPACITY | Kendall 2 |  |  | 1
274705 | KENDALL ;1S | 13.8 | 222 | 58 | 60 | 121.9 | 101.45 |  |  | 0.14686 |  |  |  | 0 |  | 1 | CAPACITY | Kendall 1 |  |  | 1
274707 | KENDALL ;2S | 13.8 | 222 | 58 | 58 | 121.9 | 101.45 |  |  | 0.14686 |  |  |  | 0 |  | 1 | CAPACITY | Kendall 2 |  |  | 1
276642 | AC1-204 GEN2 | 23 | 222 | 58 | 0 | 557.95 | 464.35 |  |  | 0.1466 |  |  |  | 0 |  | 1 | CAPACITY | AC1-204 |  |  | 1
274734 | ELWOOD EC;8P | 18 | 222 | 57 | 110 | 150 | 124.84 |  |  | 0.1466 |  |  |  | 0.06171 |  | 1 | CAPACITY |  |  |  | 1
274736 | ELWOOD EC;9P | 18 | 222 | 57 | 110 | 150 | 124.84 |  |  | 0.1466 |  |  |  | 0.06171 |  | 1 | CAPACITY |  |  |  | 1
274732 | ELWOOD EC;7P | 18 | 222 | 57 | 110 | 150 | 124.84 |  |  | 0.1466 |  |  |  | 0.06171 |  | 1 | CAPACITY |  |  |  | 1
274730 | ELWOOD EC;6P | 18 | 222 | 57 | 110 | 150 | 124.84 |  |  | 0.1466 |  |  |  | 0.06171 |  | 1 | CAPACITY |  |  |  | 1
274728 | ELWOOD EC;5P | 18 | 222 | 57 | 110 | 150 | 124.84 |  |  | 0.1466 |  |  |  | 0.06171 |  | 1 | CAPACITY |  |  |  | 1
276640 | AC1-204 GEN1 | 23 | 222 | 58 | 0 | 557.95 | 464.35 |  |  | 0.14655 |  |  |  | 0.02619 |  | 1 | CAPACITY | AC1-204 |  |  | 1
274731 | ELWOOD EC;2P | 18 | 222 | 57 | 110 | 150 | 124.84 |  |  | 0.14655 |  |  |  | 0.06171 |  | 1 | CAPACITY |  |  |  | 1
274729 | ELWOOD EC;1P | 18 | 222 | 57 | 110 | 150 | 124.84 |  |  | 0.14655 |  |  |  | 0.06171 |  | 1 | CAPACITY |  |  |  | 1
274733 | ELWOOD EC;3P | 18 | 222 | 57 | 110 | 150 | 124.84 |  |  | 0.14655 |  |  |  | 0.06171 |  | 1 | CAPACITY |  |  |  | 1
274735 | ELWOOD EC;4P | 18 | 222 | 57 | 110 | 150 | 124.84 |  |  | 0.14655 |  |  |  | 0.06171 |  | 1 | CAPACITY |  |  |  | 1
274708 | KENDALL ;3C | 18 | 222 | 58 | 140 | 184.3 | 153.38 |  |  | 0.14567 |  |  |  | 0.02619 |  | 1 | CAPACITY | Kendall 3 |  |  | 1
274710 | KENDALL ;4C | 18 | 222 | 58 | 138 | 182.3 | 151.72 |  |  | 0.14567 |  |  |  | 0.02619 |  | 1 | CAPACITY | Kendall 4 |  |  | 1
274711 | KENDALL ;4S | 13.8 | 222 | 58 | 65 | 121.9 | 101.45 |  |  | 0.14567 |  |  |  | 0 |  | 1 | CAPACITY | Kendall 4 |  |  | 1
274709 | KENDALL ;3S | 13.8 | 222 | 58 | 63 | 121.9 | 101.45 |  |  | 0.14567 |  |  |  | 0 |  | 1 | CAPACITY | Kendall 3 |  |  | 1
274658 | DRESDEN ;2U | 18 | 222 | 48 | 150 | 902.5 | 751.1 |  |  | 0.1455 |  |  |  | 0.01278 |  | 1 | CAPACITY |  |  |  | 1
274847 | GR RIDGE ;BU | 0.57 | 222 | 74 | 0 | 27.4 | 22.8 |  |  | 0.14526 |  |  |  | 0 |  | 1 | CAPACITY | N15 |  |  | 1
274871 | GR RIDGE ;2U | 0.57 | 222 | 74 | 0 | 10.2 | 8.49 |  |  | 0.14526 |  |  |  | 0 |  | 1 | CAPACITY | P10 |  |  | 1
276660 | AB1-122 CT2 | 22.5 | 222 | 58 | 0 | 575 | 478.54 |  |  | 0.14519 |  |  |  | 0 |  | 1 | CAPACITY | AB1-122 |  |  | 1
276618 | W3-135 | 34.5 | 222 | 61 | 0 | 12.1 | 10.07 |  |  | 0.14499 |  |  |  | 0.08289 |  | 1 | CAPACITY |  |  |  | 1
274836 | EQUISTAR ; R | 13.8 | 222 | 58 | 18 | 113.7 | 94.63 |  |  | 0.14418 |  |  |  | 0.05169 |  | 1 | CAPACITY | EQUISTAR MORRIS |  |  | 1
274837 | EQUISTAR ; B | 13.8 | 222 | 58 | 34 | 80.3 | 66.83 |  |  | 0.14395 |  |  |  | 0.05169 |  | 1 | CAPACITY | EQUISTAR MORRIS |  |  | 1
274862 | TOP CROP ;2U | 0.69 | 222 | 74 | 0 | 35.1 | 29.21 |  |  | 0.14377 |  |  |  | 0 |  | 1 | CAPACITY | O22 |  |  | 1
274861 | TOP CROP ;1U | 0.69 | 222 | 74 | 0 | 18.4 | 15.31 |  |  | 0.14377 |  |  |  | 0 |  | 1 | CAPACITY | O22 |  |  | 1
274744 | AURORA EC;8P | 13.8 | 222 | 56 | 39.2 | 51 | 42.44 |  |  | 0.14323 |  |  |  | 0.06171 |  | 1 | CAPACITY |  |  |  | 1
274746 | AURORA EC;0P | 13.8 | 222 | 56 | 39.2 | 51 | 42.44 |  |  | 0.14323 |  |  |  | 0.06171 |  | 1 | CAPACITY |  |  |  | 1
274741 | AURORA EC;5P | 13.8 | 222 | 56 | 39.2 | 51 | 42.44 |  |  | 0.14323 |  |  |  | 0.06171 |  | 1 | CAPACITY |  |  |  | 1
274745 | AURORA EC;9P | 13.8 | 222 | 56 | 39.2 | 51 | 42.44 |  |  | 0.14323 |  |  |  | 0.06171 |  | 1 | CAPACITY |  |  |  | 1
274743 | AURORA EC;7P | 13.8 | 222 | 56 | 39.2 | 51 | 42.44 |  |  | 0.14323 |  |  |  | 0.06171 |  | 1 | CAPACITY |  |  |  | 1
274742 | AURORA EC;6P | 13.8 | 222 | 56 | 39.2 | 51 | 42.44 |  |  | 0.14323 |  |  |  | 0.06171 |  | 1 | CAPACITY |  |  |  | 1
274737 | AURORA EC;1P | 18 | 222 | 57 | 50 | 167 | 138.99 |  |  | 0.14315 |  |  |  | 0.06171 |  | 1 | CAPACITY |  |  |  | 1
274739 | AURORA EC;2P | 18 | 222 | 57 | 50 | 167 | 138.99 |  |  | 0.14315 |  |  |  | 0.06171 |  | 1 | CAPACITY |  |  |  | 1
274740 | AURORA EC;4P | 18 | 222 | 57 | 50 | 167 | 138.99 |  |  | 0.14276 |  |  |  | 0.06171 |  | 1 | CAPACITY |  |  |  | 1
274738 | AURORA EC;3P | 18 | 222 | 57 | 50 | 167 | 138.99 |  |  | 0.14276 |  |  |  | 0.06171 |  | 1 | CAPACITY |  |  |  | 1
274821 | ELGIN EC ;4P | 13.8 | 222 | 57 | 79 | 121 | 100.7 |  |  | 0.14139 |  |  |  | 0.06171 |  | 1 | CAPACITY |  |  |  | 1
274819 | ELGIN EC ;3P | 13.8 | 222 | 57 | 79 | 120.1 | 99.95 |  |  | 0.14139 |  |  |  | 0.06171 |  | 1 | CAPACITY |  |  |  | 1
274818 | ELGIN EC ;1P | 13.8 | 222 | 57 | 79 | 121 | 100.7 |  |  | 0.14135 |  |  |  | 0.06171 |  | 1 | CAPACITY |  |  |  | 1
274820 | ELGIN EC ;2P | 13.8 | 222 | 57 | 79 | 121 | 100.7 |  |  | 0.14135 |  |  |  | 0.06171 |  | 1 | CAPACITY |  |  |  | 1
274828 | WAUKEGAN ;BP | 138 | 222 | 57 | 1 | 100.8 | 83.89 |  |  | 0.1412 |  |  |  | 0.06171 |  | 1 | CAPACITY |  |  |  | 1
274696 | ROCKY RD ;4P | 13.8 | 222 | 57 | 75.6 | 104 | 86.55 |  |  | 0.14085 |  |  |  | 0.06171 |  | 1 | CAPACITY |  |  |  | 1
274695 | ROCKY RD ;2P | 13.8 | 222 | 57 | 72.7 | 101.6 | 84.56 |  |  | 0.14086 |  |  |  | 0.06171 |  | 1 | CAPACITY |  |  |  | 1
274693 | ROCKY RD ;1P | 13.8 | 222 | 57 | 71.2 | 100.6 | 83.72 |  |  | 0.14086 |  |  |  | 0.06171 |  | 1 | CAPACITY |  |  |  | 1
274697 | ROCKY RD ;3P | 13.8 | 222 | 56 | 20.3 | 27.6 | 22.97 |  |  | 0.14086 |  |  |  | 0.06171 |  | 1 | CAPACITY |  |  |  | 1
274659 | DRESDEN ;3U | 18 | 222 | 48 | 450 | 895.5 | 745.27 |  |  | 0.14058 |  |  |  | 0.01278 |  | 1 | CAPACITY |  |  |  | 1
270839 | OTTER CRK; R | 345 | 222 | 74 | 0 | 19.5 | 16.23 |  |  | 0.14053 |  |  |  | 0 |  | 1 | CAPACITY | AA1-018 |  |  | 1
274727 | ZION EC ;3P | 18 | 222 | 30 | 100 | 195 | 162.29 |  |  | 0.14034 |  |  |  | 0.08416 |  | 1 | CAPACITY |  |  |  | 1
274726 | ZION EC ;2P | 18 | 222 | 57 | 100 | 195 | 162.29 |  |  | 0.14034 |  |  |  | 0.06171 |  | 1 | CAPACITY |  |  |  | 1
274725 | ZION EC ;1P | 18 | 222 | 57 | 100 | 195 | 162.29 |  |  | 0.14034 |  |  |  | 0.06171 |  | 1 | CAPACITY |  |  |  | 1
276658 | AB1-122 CT1 | 22.5 | 222 | 58 | 0 | 575 | 478.54 |  |  | 0.13922 |  |  |  | 0.02619 |  | 1 | CAPACITY | AB1-122 |  |  | 1
276678 | AD1-016 C | 138 | 222 | 75 | 0 | 7.6 | 6.32 |  |  | 0.13719 |  |  |  | 0 |  | 1 | CAPACITY | AD1-016 |  |  | 1
274872 | LEE DEKAL;1U | 0.69 | 222 | 74 | 0 | 40 | 33.29 |  |  | 0.13702 |  |  |  | 0 |  | 1 | CAPACITY | Q57 |  |  | 1
274879 | MINONK ;1U | 0.69 | 222 | 74 | 0 | 40 | 33.29 |  |  | 0.13653 |  |  |  | 0 |  | 1 | CAPACITY | O50 |  |  | 1
276173 | Z2-081 | 138 | 222 | 2 | 0 | 10.1 | 8.41 |  |  | 0.13625 |  |  |  | 0 |  | 1 | CAPACITY |  |  |  | 1
276679 | AD1-129 C | 34.5 | 222 | 75 | 0 | 7.5 | 6.24 |  |  | 0.13538 |  |  |  | 0 |  | 1 | CAPACITY | AD1-129 |  |  | 1
274855 | GSG-6 ;RU | 0.69 | 222 | 74 | 5.6 | 21.9 | 18.23 |  |  | 0.13477 |  |  |  | 0 |  | 1 | CAPACITY | P26 |  |  | 1
274850 | MENDOTA H;RU | 0.69 | 222 | 74 | 0 | 14.4 | 11.98 |  |  | 0.13477 |  |  |  | 0 |  | 1 | CAPACITY | Z1-073 |  |  | 1
276602 | WESTBROOK C | 138 | 222 | 74 | 0 | 7.1 | 5.91 |  |  | 0.13477 |  |  |  | 0 |  | 1 | CAPACITY | WestBrooklyn |  |  | 1
276603 | SUBLETTE C | 138 | 222 | 74 | 0 | 3.2 | 2.66 |  |  | 0.13477 |  |  |  | 0 |  | 1 | CAPACITY | Sublette |  |  | 1
276590 | R-018 | 4.16 | 222 | 62 | 0 | 6.4 | 5.33 |  |  | 0.13369 |  |  |  | 0 |  | 1 | CAPACITY |  |  |  | 1
274823 | ROCKFORD ;21 | 16 | 222 | 57 | 133.1 | 180 | 149.8 |  |  | 0.13353 |  |  |  | 0.06171 |  | 1 | CAPACITY |  |  |  | 1
274822 | ROCKFORD ;11 | 16 | 222 | 57 | 129.7 | 179.1 | 149.05 |  |  | 0.13353 |  |  |  | 0.06171 |  | 1 | CAPACITY |  |  |  | 1
274824 | ROCKFORD ;12 | 16 | 222 | 57 | 128.6 | 177.8 | 147.97 |  |  | 0.13353 |  |  |  | 0.06171 |  | 1 | CAPACITY |  |  |  | 1
274656 | BYRON ;1U | 25 | 222 | 45 | 700 | 1168.5 | 972.48 |  |  | 0.13288 |  |  |  | 0.01278 |  | 1 | CAPACITY |  |  |  | 1
274657 | BYRON ;2U | 25 | 222 | 45 | 700 | 1141.5 | 950.01 |  |  | 0.13288 |  |  |  | 0.01278 |  | 1 | CAPACITY |  |  |  | 1
276612 | AE2-035 C | 138 | 222 | 75 | 0 | 21 | 17.48 |  |  | 0.13166 |  |  |  | 0 |  | 1 | CAPACITY | AE2-035 |  |  | 1
276611 | AD2-172 C | 138 | 222 | 75 | 0 | 21 | 17.48 |  |  | 0.13166 |  |  |  | 0 |  | 1 | CAPACITY | AD2-172 |  |  | 1
274856 | ECOGROVE ;U1 | 12 | 222 | 74 | 0 | 19.4 | 16.15 |  |  | 0.13166 |  |  |  | 0 |  | 1 | CAPACITY | P46 |  |  | 1
274677 | POWERTON ;5U | 25 | 222 | 16 | 350 | 769 | 639.99 |  |  | 0.12964 |  |  |  | 0.08416 |  | 1 | CAPACITY |  |  |  | 1
274678 | POWERTON ;6U | 25 | 222 | 16 | 350 | 769 | 639.99 |  |  | 0.12954 |  |  |  | 0.08416 |  | 1 | CAPACITY |  |  |  | 1
274765 | LEE CO EC;6U | 13.8 | 222 | 57 | 45 | 85.1 | 70.82 |  |  | 0.12911 |  |  |  | 0.06171 |  | 1 | CAPACITY |  |  |  | 1
274764 | LEE CO EC;5U | 13.8 | 222 | 57 | 45 | 85.1 | 70.82 |  |  | 0.12911 |  |  |  | 0.06171 |  | 1 | CAPACITY |  |  |  | 1
274762 | LEE CO EC;3U | 13.8 | 222 | 57 | 45 | 84.9 | 70.66 |  |  | 0.12911 |  |  |  | 0.06171 |  | 1 | CAPACITY |  |  |  | 1
274761 | LEE CO EC;2U | 13.8 | 222 | 57 | 45 | 84.9 | 70.66 |  |  | 0.12911 |  |  |  | 0.06171 |  | 1 | CAPACITY |  |  |  | 1
274760 | LEE CO EC;1U | 13.8 | 222 | 57 | 45 | 84.9 | 70.66 |  |  | 0.12911 |  |  |  | 0.06171 |  | 1 | CAPACITY |  |  |  | 1
274763 | LEE CO EC;4U | 13.8 | 222 | 57 | 45 | 84.1 | 69.99 |  |  | 0.12911 |  |  |  | 0.06171 |  | 1 | CAPACITY |  |  |  | 1
274766 | LEE CO EC;7U | 13.8 | 222 | 57 | 45 | 83.9 | 69.82 |  |  | 0.12911 |  |  |  | 0.06171 |  | 1 | CAPACITY |  |  |  | 1
274767 | LEE CO EC;8U | 13.8 | 222 | 57 | 45 | 83.9 | 69.82 |  |  | 0.12911 |  |  |  | 0.06171 |  | 1 | CAPACITY |  |  |  | 1
274858 | BIG SKY ;U2 | 0.69 | 222 | 74 | 0 | 15.2 | 12.65 |  |  | 0.12911 |  |  |  | 0 |  | 1 | CAPACITY | Big Sky 2 |  |  | 1
274857 | BIG SKY ;U1 | 0.69 | 222 | 74 | 0 | 15.2 | 12.65 |  |  | 0.12911 |  |  |  | 0 |  | 1 | CAPACITY | Big Sky 1 |  |  | 1
276677 | AA1-146 | 345 | 222 | 58 | 0 | 190 | 158.13 |  |  | 0.12663 |  |  |  | 0.02619 |  | 1 | CAPACITY |  |  |  | 1
274717 | NELSON EC;2C | 18 | 222 | 58 | 0 | 169.6 | 141.15 |  |  | 0.12663 |  |  |  | 0.02619 |  | 1 | CAPACITY | NELSON |  |  | 1
274715 | NELSON EC;1C | 18 | 222 | 58 | 0 | 168.3 | 140.07 |  |  | 0.12663 |  |  |  | 0.02619 |  | 1 | CAPACITY | NELSON |  |  | 1
276676 | AA2-030 GEN | 18 | 222 | 58 | 0 | 157 | 130.66 |  |  | 0.12663 |  |  |  | 0.02619 |  | 1 | CAPACITY |  |  |  | 1
274718 | NELSON EC;2S | 13.8 | 222 | 58 | 0 | 123.9 | 103.11 |  |  | 0.12663 |  |  |  | 0.02619 |  | 1 | CAPACITY | NELSON |  |  | 1
274716 | NELSON EC;1S | 13.8 | 222 | 58 | 0 | 122.8 | 102.2 |  |  | 0.12663 |  |  |  | 0.02619 |  | 1 | CAPACITY | NELSON |  |  | 1
274881 | WALNUT RG;1U | 0.69 | 222 | 74 | 0 | 42.4 | 35.29 |  |  | 0.12539 |  |  |  | 0 |  | 1 | CAPACITY | O09 |  |  | 1
276157 | O-029 C | 0.57 | 222 | 74 | 0 | 20 | 16.65 |  |  | 0.12539 |  |  |  | 0 |  | 1 | CAPACITY | O29 |  |  | 1
276158 | O-029 C | 0.69 | 222 | 74 | 0 | 20 | 16.65 |  |  | 0.12539 |  |  |  | 0 |  | 1 | CAPACITY | O29 |  |  | 1
276156 | O-029 C | 0.6 | 222 | 74 | 0 | 11.1 | 9.24 |  |  | 0.12539 |  |  |  | 0 |  | 1 | CAPACITY | O29 |  |  | 1
274864 | CAYUGA RI;2U | 0.69 | 222 | 74 | 0 | 22.5 | 18.73 |  |  | 0.12449 |  |  |  | 0 |  | 1 | CAPACITY | O51 2 |  |  | 1
274863 | CAYUGA RI;1U | 0.69 | 222 | 74 | 0 | 22.5 | 18.73 |  |  | 0.12449 |  |  |  | 0 |  | 1 | CAPACITY | O51 1 |  |  | 1
274811 | UNIV PK N;7U | 13.8 | 222 | 56 | 40.9 | 49.6 | 41.28 |  |  | 0.12328 |  |  |  | 0.06171 |  | 1 | CAPACITY |  |  |  | 1
274816 | UNIV PK N;YU | 13.8 | 222 | 56 | 40.9 | 49.6 | 41.28 |  |  | 0.12328 |  |  |  | 0.06171 |  | 1 | CAPACITY |  |  |  | 1
274807 | UNIV PK N;3U | 13.8 | 222 | 56 | 40.9 | 49.6 | 41.28 |  |  | 0.12328 |  |  |  | 0.06171 |  | 1 | CAPACITY |  |  |  | 1
274810 | UNIV PK N;6U | 13.8 | 222 | 56 | 40.7 | 49.4 | 41.11 |  |  | 0.12328 |  |  |  | 0.06171 |  | 1 | CAPACITY |  |  |  | 1
274808 | UNIV PK N;4U | 13.8 | 222 | 56 | 40.7 | 49.4 | 41.11 |  |  | 0.12328 |  |  |  | 0.06171 |  | 1 | CAPACITY |  |  |  | 1
274805 | UNIV PK N;1U | 13.8 | 222 | 56 | 40.6 | 49.3 | 41.03 |  |  | 0.12328 |  |  |  | 0.06171 |  | 1 | CAPACITY |  |  |  | 1
274815 | UNIV PK N;XU | 13.8 | 222 | 56 | 40.6 | 49.3 | 41.03 |  |  | 0.12328 |  |  |  | 0.06171 |  | 1 | CAPACITY |  |  |  | 1
274813 | UNIV PK N;9U | 13.8 | 222 | 56 | 40.6 | 49.2 | 40.95 |  |  | 0.12328 |  |  |  | 0.06171 |  | 1 | CAPACITY |  |  |  | 1
274812 | UNIV PK N;8U | 13.8 | 222 | 56 | 40.6 | 49.2 | 40.95 |  |  | 0.12328 |  |  |  | 0.06171 |  | 1 | CAPACITY |  |  |  | 1
274814 | UNIV PK N;0U | 13.8 | 222 | 56 | 40.4 | 49 | 40.78 |  |  | 0.12328 |  |  |  | 0.06171 |  | 1 | CAPACITY |  |  |  | 1
274809 | UNIV PK N;5U | 13.8 | 222 | 56 | 40.3 | 48.9 | 40.7 |  |  | 0.12328 |  |  |  | 0.06171 |  | 1 | CAPACITY |  |  |  | 1
274806 | UNIV PK N;2U | 13.8 | 222 | 56 | 40.2 | 48.8 | 40.61 |  |  | 0.12328 |  |  |  | 0.06171 |  | 1 | CAPACITY |  |  |  | 1
274851 | PROVIDENC;RU | 0.69 | 222 | 74 | 0 | 10.3 | 8.57 |  |  | 0.12261 |  |  |  | 0 |  | 1 | CAPACITY | O35 |  |  | 1
274849 | CRESCENT ;1U | 0.6 | 222 | 74 | 0 | 9.7 | 8.07 |  |  | 0.12261 |  |  |  | 0 |  | 1 | CAPACITY | Z1-072 |  |  | 1
276645 | AC1-214 C1 | 0.69 | 222 | 74 | 0 | 8.5 | 7.07 |  |  | 0.12261 |  |  |  | 0 |  | 1 | CAPACITY | AC1-214 |  |  | 1
276646 | AC1-214 C2 | 0.69 | 222 | 74 | 0 | 8.5 | 7.07 |  |  | 0.12261 |  |  |  | 0 |  | 1 | CAPACITY | AC1-214 |  |  | 1
274877 | BISHOP HL;1U | 0.69 | 222 | 74 | 0 | 20 | 16.65 |  |  | 0.12171 |  |  |  | 0 |  | 1 | CAPACITY | Bishop Hill 1 |  |  | 1
274878 | BISHOP HL;2U | 0.69 | 222 | 74 | 0 | 20 | 16.65 |  |  | 0.12171 |  |  |  | 0 |  | 1 | CAPACITY | Bishop Hill 2 |  |  | 1
274848 | CAMPGROVE;RU | 0.57 | 222 | 74 | 0 | 13 | 10.82 |  |  | 0.12035 |  |  |  | 0 |  | 1 | CAPACITY | L05 |  |  | 1
274701 | CORDOVA ;1S | 18 | 222 | 58 | 0 | 180 | 149.8 |  |  | 0.11867 |  |  |  | 0.02619 |  | 1 | CAPACITY | CORDOVA |  |  | 1
274699 | CORDOVA ;1C | 18 | 222 | 58 | 0 | 160 | 133.16 |  |  | 0.11867 |  |  |  | 0.02619 |  | 1 | CAPACITY | CORDOVA |  |  | 1
274700 | CORDOVA ;2C | 18 | 222 | 58 | 0 | 160 | 133.16 |  |  | 0.11867 |  |  |  | 0.02619 |  | 1 | CAPACITY | CORDOVA |  |  | 1
274663 | QUAD CITI;2U | 18 | 222 | 48 | 150 | 911.2 | 758.34 |  |  | 0.11864 |  |  |  | 0.01278 |  | 1 | CAPACITY |  |  |  | 1
274662 | QUAD CITI;1U | 18 | 222 | 48 | 150 | 909.5 | 756.92 |  |  | 0.11858 |  |  |  | 0.01278 |  | 1 | CAPACITY |  |  |  | 1
270681 | BRIGHTSTK; R | 345 | 222 | 74 | 0 | 26 | 21.64 |  |  | 0.10911 |  |  |  | 0 |  | 1 | CAPACITY | Z2-087 |  |  | 1
276656 | AB2-047 C2 | 0.69 | 222 | 74 | 0 | 16.25 | 13.52 |  |  | 0.10911 |  |  |  | 0 |  | 1 | CAPACITY | AB2-047 |  |  | 1
276655 | AB2-047 C1 | 0.69 | 222 | 74 | 0 | 16.25 | 13.52 |  |  | 0.10911 |  |  |  | 0 |  | 1 | CAPACITY | AB2-047 |  |  | 1
274854 | TWINGROVE;U2 | 0.69 | 222 | 74 | 0 | 35.8 | 29.79 |  |  | 0.10456 |  |  |  | 0 |  | 1 | CAPACITY | S28 |  |  | 1
274853 | TWINGROVE;U1 | 0.69 | 222 | 74 | 0 | 34.8 | 28.96 |  |  | 0.10456 |  |  |  | 0 |  | 1 | CAPACITY | S27 |  |  | 1
274880 | RADFORD R;1U | 0.69 | 222 | 74 | 0 | 45.6 | 37.95 |  |  | 0.08867 |  |  |  | 0 |  | 1 | CAPACITY | W4-005 |  |  | 1
276668 | AB2-070 C | 0.69 | 222 | 74 | 0 | 26 | 21.64 |  |  | 0.08857 |  |  |  | 0 |  | 1 | CAPACITY | AB2-070 |  |  | 1
274651 | KINCAID ;2U | 20 | 222 | 15 | 240 | 556 | 462.73 |  |  | 0.07907 |  |  |  | 0.08416 |  | 1 | CAPACITY |  |  |  | 1
274650 | KINCAID ;1U | 20 | 222 | 15 | 240 | 556 | 462.73 |  |  | 0.07905 |  |  |  | 0.08416 |  | 1 | CAPACITY |  |  |  | 1
247904 | 05FR-3G E | 0.69 | 205 | 74 | 0 | 159.6 | 0 |  |  | 0.01819 |  |  |  | 0 |  | 1 | NEWENERGY | Q01 3 |  |  | 1
247905 | 05FR-4G E | 0.69 | 205 | 74 | 0 | 125 | 0 |  |  | 0.01819 |  |  |  | 0 |  | 1 | NEWENERGY | Q01 4 |  |  | 1
247902 | 05FR-21G E | 0.6 | 205 | 74 | 0 | 82.3 | 0 |  |  | 0.01819 |  |  |  | 0 |  | 1 | NEWENERGY | Q01 21 |  |  | 1
247903 | 05FR-22G E | 0.69 | 205 | 74 | 0 | 78.8 | 0 |  |  | 0.01819 |  |  |  | 0 |  | 1 | NEWENERGY | Q01 22 |  |  | 1
247900 | 05FR-11G E | 0.6 | 205 | 74 | 0 | 78.3 | 0 |  |  | 0.01819 |  |  |  | 0 |  | 1 | NEWENERGY | Q01 11 |  |  | 1
247901 | 05FR-12G E | 0.6 | 205 | 74 | 0 | 77 | 0 |  |  | 0.01819 |  |  |  | 0 |  | 1 | NEWENERGY | Q01 12 |  |  | 1
243873 | 05FR-4G C | 0.69 | 205 | 74 | 0 | 29.1 | 24.22 |  |  | 0.01819 |  |  |  | 0 |  | 1 | CAPACITY | Q01 4 |  |  | 1
243859 | 05FR-11G C | 0.6 | 205 | 74 | 0 | 25.7 | 21.39 |  |  | 0.01819 |  |  |  | 0 |  | 1 | CAPACITY | Q01 11 |  |  | 1
243866 | 05FR-22G C | 0.69 | 205 | 74 | 0 | 13 | 10.82 |  |  | 0.01819 |  |  |  | 0 |  | 1 | CAPACITY | Q01 22 |  |  | 1
243864 | 05FR-21G C | 0.6 | 205 | 74 | 0 | 13 | 10.82 |  |  | 0.01819 |  |  |  | 0 |  | 1 | CAPACITY | Q01 21 |  |  | 1
243862 | 05FR-12G C | 0.6 | 205 | 74 | 0 | 12.5 | 10.4 |  |  | 0.01819 |  |  |  | 0 |  | 1 | CAPACITY | Q01 12 |  |  | 1
243870 | 05FR-3G C | 0.69 | 205 | 74 | 0 | 12.5 | 10.4 |  |  | 0.01819 |  |  |  | 0 |  | 1 | CAPACITY | Q01 3 |  |  | 1
247906 | 05MDL-1G E | 0.6 | 205 | 74 | 0 | 174.1 | 0 |  |  | 0.01632 |  |  |  | 0 |  | 1 | NEWENERGY | S06 |  |  | 1
930041 | AB1-006 E1 | 0.65 | 205 | 74 | 0 | 152.25 | 0 |  |  | 0.01632 |  |  |  | 0 |  | 1 | NEWENERGY | AB1-006 |  |  | 1
247913 | 05MDL-4G E | 0.6 | 205 | 74 | 0 | 88.2 | 0 |  |  | 0.01632 |  |  |  | 0 |  | 1 | NEWENERGY | T127 4 |  |  | 1
247907 | 05MDL-2G E | 12 | 205 | 74 | 0 | 84.8 | 0 |  |  | 0.01632 |  |  |  | 0 |  | 1 | NEWENERGY | T126 2 |  |  | 1
247912 | 05MDL-3G E | 0.69 | 205 | 74 | 0 | 84.7 | 0 |  |  | 0.01632 |  |  |  | 0 |  | 1 | NEWENERGY | T126 3 |  |  | 1
247943 | T-127 E | 0.69 | 205 | 74 | 0 | 79.8 | 0 |  |  | 0.01632 |  |  |  | 0 |  | 1 | NEWENERGY | T127 |  |  | 1
930042 | AB1-006 E2 | 0.69 | 205 | 74 | 0 | 21.75 | 0 |  |  | 0.01632 |  |  |  | 0 |  | 1 | NEWENERGY | AB1-006 |  |  | 1
246909 | 05MDL-1G C | 0.6 | 205 | 74 | 0 | 25.9 | 21.56 |  |  | 0.01632 |  |  |  | 0 |  | 1 | CAPACITY | S06 |  |  | 1
270180 | AB1-006 W1 | 0.65 | 205 | 74 | 0 | 22.75 | 18.93 |  |  | 0.01632 |  |  |  | 0 |  | 1 | CAPACITY | AB1-006 |  |  | 1
247556 | 05MDL-5G | 0.69 | 205 | 74 | 0 | 20.2 | 16.81 |  |  | 0.01632 |  |  |  | 0 |  | 1 | CAPACITY | T127 |  |  | 1
246976 | 05MDL-3G C | 0.69 | 205 | 74 | 4.8 | 15.3 | 12.73 |  |  | 0.01632 |  |  |  | 0 |  | 1 | CAPACITY | T126 3 |  |  | 1
246910 | 05MDL-2G C | 12 | 205 | 74 | 0 | 15.2 | 12.65 |  |  | 0.01632 |  |  |  | 0 |  | 1 | CAPACITY | T126 2 |  |  | 1
246979 | 05MDL-4G C | 0.6 | 205 | 74 | 0 | 11.8 | 9.82 |  |  | 0.01632 |  |  |  | 0 |  | 1 | CAPACITY | T127 4 |  |  | 1
270181 | AB1-006 W2 | 0.69 | 205 | 74 | 0 | 3.25 | 2.7 |  |  | 0.01632 |  |  |  | 0 |  | 1 | CAPACITY | AB1-006 |  |  | 1
243442 | 05RKG1 | 26 | 205 | 18 | 500 | 1317.5 | 1096.48 |  |  | 0.00862 |  |  |  | 0.08416 |  | 1 | CAPACITY | RKG1 |  |  | 1
243443 | 05RKG2 | 26 | 205 | 18 | 500 | 1300 | 1081.92 |  |  | 0.00862 |  |  |  | 0.08416 |  | 1 | CAPACITY | RKG2 |  |  | 1
342442 | 2W GLASGOW | 69 | 320 | 77 | 0 | 1 | 0.83 |  |  | 0.00704 |  |  |  | 0 |  | 1 | CAPACITY |  |  |  | 1
247967 | 05OLIV SLR E | 138 | 205 | 75 | 0 | 2.5 | 0 |  |  | 0.00491 |  |  |  | 0 |  | 1 | NEWENERGY | OLIV SLR |  |  | 1
243353 | 05OLIVE | 138 | 205 | 77 | 0 | 5 | 4.16 |  |  | 0.00491 |  |  |  | 0 |  | 1 | CAPACITY |  |  |  | 1
244415 | 05OLIV SLR C | 138 | 205 | 75 | 0 | 2.5 | 2.08 |  |  | 0.00491 |  |  |  | 0 |  | 1 | CAPACITY | OLIV SLR |  |  | 1
341329 | 2COLESBURG | 69 | 320 | 77 | 0 | 2.4 | 2 |  |  | 0.00245 |  |  |  | 0 |  | 1 | CAPACITY |  |  |  | 1
939132 | AE1-143 E | 161 | 320 | 75 | 0 | 31.8 | 0 |  |  | 0.00157 |  |  |  | 0 |  | 1 | NEWENERGY |  |  |  | 1
339206 | AE1-143 C | 161 | 320 | 75 | 0 | 64.16 | 53.4 |  |  | 0.00157 |  |  |  | 0 |  | 1 | CAPACITY |  |  |  | 1
342900 | 1COOPER1 G | 13.8 | 320 | 31 | 35 | 116 | 96.54 |  |  | -0.00059 |  |  |  | 0.08416 |  | 1 | CAPACITY |  |  |  | 1
342903 | 1COOPER2 G | 20 | 320 | 31 | 75 | 225 | 187.26 |  |  | -0.00059 |  |  |  | 0.08416 |  | 1 | CAPACITY |  |  |  | 1
LGEE | LTFEXP_LGEE->PJM |  |  | LTF |  | 59.5 |  |  |  | -0.0008
342945 | 1LAUREL 1G | 13.8 | 320 | 61 | 0 | 70 | 58.26 |  |  | -0.00188 |  |  |  | 0.08289 |  | 1 | CAPACITY |  |  |  | 1
339200 | AD2-072_C | 0.6 | 320 | 75 | 0 | 63.75 | 0 |  |  | -0.00263 |  |  |  | 0 |  | 1 | NEW | AD2-072 |  |  | 1
936576 | AD2-072_E | 0.6 | 320 | 75 | 0 | 31.25 | 0 |  |  | -0.00263 |  |  |  | 0 |  | 1 | NEWENERGY | AD2-072 |  |  | 1
342070 | 2PINE GROVE | 69 | 320 | 77 | 0 | 3.2 | 2.66 |  |  | -0.00298 |  |  |  | 0 |  | 1 | CAPACITY |  |  |  | 1
942415 | AE2-254 E | 0.66 | 320 | 75 | 0 | 20 | 0 |  |  | -0.00304 |  |  |  | 0 |  | 1 | NEWENERGY | AE2-254 |  |  | 1
339211 | AE2-254 GEN | 0.66 | 320 | 75 | 0 | 30 | 24.97 |  |  | -0.00304 |  |  |  | 0 |  | 1 | CAPACITY | AE2-254 |  |  | 1
247287 | 05AND G3 | 13.8 | 205 | 57 | 45 | 73.2 | 60.92 |  |  | -0.0033 |  |  |  | 0.06171 |  | 1 | CAPACITY |  |  |  | 1
247285 | 05AND G1 | 13.8 | 205 | 56 | 15 | 35 | 29.13 |  |  | -0.0033 |  |  |  | 0.06171 |  | 1 | CAPACITY |  |  |  | 1
247286 | 05AND G2 | 13.8 | 205 | 56 | 15 | 35 | 29.13 |  |  | -0.0033 |  |  |  | 0.06171 |  | 1 | CAPACITY |  |  |  | 1
341200 | 2BROMLEYEK | 69 | 320 | 77 | 0 | 2 | 1.66 |  |  | -0.00508 |  |  |  | 0 |  | 1 | CAPACITY |  |  |  | 1
248022 | 06CLIFTY 5HP | 15.5 | 206 | 18 | 50 | 124.7 | 103.78 |  |  | -0.00519 |  |  |  | 0 |  | 1 | CAPACITY | CLIF5 |  |  | 1
248020 | 06CLIFTY 4HP | 15.5 | 206 | 18 | 50 | 124.7 | 103.78 |  |  | -0.00519 |  |  |  | 0 |  | 1 | CAPACITY | CLIF4 |  |  | 1
248014 | 06CLIFTY 1HP | 15.5 | 206 | 18 | 50 | 124.4 | 103.53 |  |  | -0.00519 |  |  |  | 0.08416 |  | 1 | CAPACITY | CLIF1 |  |  | 1
248018 | 06CLIFTY 3HP | 15.5 | 206 | 18 | 50 | 124.3 | 103.45 |  |  | -0.00519 |  |  |  | 0 |  | 1 | CAPACITY | CLIF3 |  |  | 1
248016 | 06CLIFTY 2HP | 15.5 | 206 | 18 | 50 | 124.1 | 103.28 |  |  | -0.00519 |  |  |  | 0.08416 |  | 1 | CAPACITY | CLIF2 |  |  | 1
248024 | 06CLIFTY 6HP | 15.5 | 206 | 18 | 50 | 123.6 | 102.86 |  |  | -0.00519 |  |  |  | 0 |  | 1 | CAPACITY | CLIF6 |  |  | 1
248023 | 06CLIFTY 5LP | 15.5 | 206 | 18 | 30 | 73.3 | 61 |  |  | -0.00519 |  |  |  | 0 |  | 1 | CAPACITY | CLIF5 |  |  | 1
248021 | 06CLIFTY 4LP | 15.5 | 206 | 18 | 30 | 73.3 | 61 |  |  | -0.00519 |  |  |  | 0 |  | 1 | CAPACITY | CLIF4 |  |  | 1
248015 | 06CLIFTY 1LP | 15.5 | 206 | 18 | 30 | 73 | 60.75 |  |  | -0.00519 |  |  |  | 0.08416 |  | 1 | CAPACITY | CLIF1 |  |  | 1
248019 | 06CLIFTY 3LP | 15.5 | 206 | 18 | 30 | 73 | 60.75 |  |  | -0.00519 |  |  |  | 0 |  | 1 | CAPACITY | CLIF3 |  |  | 1
248017 | 06CLIFTY 2LP | 15.5 | 206 | 18 | 30 | 72.8 | 60.59 |  |  | -0.00519 |  |  |  | 0.08416 |  | 1 | CAPACITY | CLIF2 |  |  | 1
248025 | 06CLIFTY 6LP | 15.5 | 206 | 18 | 30 | 72.2 | 60.09 |  |  | -0.00519 |  |  |  | 0 |  | 1 | CAPACITY | CLIF6 |  |  | 1
CBM South 2 | LTFEXP_CBM-S2->PJM |  |  | LTF |  | 1022 |  |  |  | -0.0056
247352 | 05WLF2G2 | 13.8 | 205 | 56 | 25 | 52.58 | 43.76 |  |  | -0.00686 |  |  |  | 0.06171 |  | 1 | CAPACITY |  |  |  | 1
247351 | 05WLF2G1 | 13.8 | 205 | 56 | 25 | 52.58 | 43.76 |  |  | -0.00686 |  |  |  | 0.06171 |  | 1 | CAPACITY |  |  |  | 1
342918 | 1JKCT 1G | 13.8 | 320 | 57 | 0 | 110 | 91.55 |  |  | -0.00689 |  |  |  | 0.06171 |  | 1 | CAPACITY |  |  |  | 1
342924 | 1JKCT 3G | 13.8 | 320 | 57 | 0 | 108.1 | 89.96 |  |  | -0.00689 |  |  |  | 0.06171 |  | 1 | CAPACITY |  |  |  | 1
342921 | 1JKCT 2G | 13.8 | 320 | 57 | 0 | 106.7 | 88.8 |  |  | -0.00689 |  |  |  | 0.06171 |  | 1 | CAPACITY |  |  |  | 1
342927 | 1JKCT 4G | 13.8 | 320 | 57 | 0 | 72.3 | 60.17 |  |  | -0.00689 |  |  |  | 0.06171 |  | 1 | CAPACITY |  |  |  | 1
342930 | 1JKCT 5G | 13.8 | 320 | 57 | 0 | 70.6 | 58.76 |  |  | -0.00689 |  |  |  | 0.06171 |  | 1 | CAPACITY |  |  |  | 1
342933 | 1JKCT 6G | 13.8 | 320 | 57 | 0 | 70.6 | 58.76 |  |  | -0.00689 |  |  |  | 0.06171 |  | 1 | CAPACITY |  |  |  | 1
342936 | 1JKCT 7G | 13.8 | 320 | 57 | 0 | 70.6 | 58.76 |  |  | -0.00689 |  |  |  | 0.06171 |  | 1 | CAPACITY |  |  |  | 1
342939 | 1JKCT 9G | 13.8 | 320 | 57 | 0 | 76 | 63.25 |  |  | -0.00713 |  |  |  | 0.06171 |  | 1 | CAPACITY |  |  |  | 1
342942 | 1JKCT 10G | 13.8 | 320 | 57 | 0 | 76 | 63.25 |  |  | -0.00713 |  |  |  | 0.06171 |  | 1 | CAPACITY |  |  |  | 1
251298 | 08CRITDN | 69 | 212 | 77 | 0 | 2.7 | 2.25 |  |  | -0.00857 |  |  |  | 0 |  | 1 | CAPACITY |  |  |  | 1
925985 | AC1-074 E | 0.6 | 320 | 75 | 0 | 24 | 0 |  |  | -0.0091 |  |  |  | 0 |  | 1 | NEWENERGY | AC1-074 |  |  | 1
339216 | AC1-074 C | 0.6 | 320 | 75 | 0 | 69.3 | 57.67 |  |  | -0.0091 |  |  |  | 0 |  | 1 | CAPACITY | AC1-074 |  |  | 1
932554 | AC2-075 E | 0.6 | 320 | 75 | 0 | 6.7 | 0 |  |  | -0.0091 |  |  |  | 0 |  | 1 | NEWENERGY | AC2-075 |  |  | 1
339218 | AC2-075 C | 0.6 | 320 | 75 | 0 | 13.3 | 11.07 |  |  | -0.0091 |  |  |  | 0 |  | 1 | CAPACITY | AC2-075 |  |  | 1
247348 | 05WLF1G4 | 13.8 | 205 | 57 | 25 | 52.58 | 43.76 |  |  | -0.0093 |  |  |  | 0.06171 |  | 1 | CAPACITY |  |  |  | 1
247349 | 05WLF1G5 | 13.8 | 205 | 57 | 25 | 52.58 | 43.76 |  |  | -0.0093 |  |  |  | 0.06171 |  | 1 | CAPACITY |  |  |  | 1
247347 | 05WLF1G3 | 13.8 | 205 | 56 | 25 | 52.58 | 43.76 |  |  | -0.0093 |  |  |  | 0.06171 |  | 1 | CAPACITY |  |  |  | 1
251542 | 08VERONA | 69 | 212 | 77 | 0 | 2 | 1.66 |  |  | -0.00937 |  |  |  | 0 |  | 1 | CAPACITY |  |  |  | 1
CPLE | LTFEXP_CPLE->PJM |  |  | LTF |  | 94.5 |  |  |  | -0.0094
246895 | 05VACITY | 23 | 205 | 16 | 300 | 610.3 | 507.92 |  |  | -0.01021 |  |  |  | 0.08416 |  | 1 | CAPACITY |  |  |  | 1
242901 | 05CRG2H | 15.5 | 205 | 13 | 33 | 125.9 | 104.78 |  |  | -0.01021 |  |  |  | 0.08416 |  | 1 | CAPACITY | CRG2 |  |  | 1
242899 | 05CRG1H | 15.5 | 205 | 13 | 33 | 125.1 | 104.11 |  |  | -0.01021 |  |  |  | 0.08416 |  | 1 | CAPACITY | CRG1 |  |  | 1
242902 | 05CRG2L | 15.5 | 205 | 13 | 27 | 105.6 | 87.89 |  |  | -0.01021 |  |  |  | 0 |  | 1 | CAPACITY | CRG2 |  |  | 1
242900 | 05CRG1L | 15.5 | 205 | 13 | 27 | 104.7 | 87.14 |  |  | -0.01021 |  |  |  | 0 |  | 1 | CAPACITY | CRG1 |  |  | 1
342550 | 4BAVARIAN LF | 138 | 320 | 77 | 0 | 4.8 | 3.99 |  |  | -0.01031 |  |  |  | 0 |  | 1 | CAPACITY |  |  |  | 1
247968 | Z2-115 E | 138 | 205 | 75 | 0 | 1.25 | 0 |  |  | -0.01051 |  |  |  | 0 |  | 1 | NEWENERGY | Z2-115 |  |  | 1
247642 | Z2-115 C | 138 | 205 | 75 | 0 | 1.1 | 0.92 |  |  | -0.01051 |  |  |  | 0 |  | 1 | CAPACITY | Z2-115 |  |  | 1
341584 | 2GRIFFIN | 69 | 320 | 77 | 0 | 3.2 | 2.66 |  |  | -0.01057 |  |  |  | 0 |  | 1 | CAPACITY |  |  |  | 1
249991 | 08BUFTN1 | 138 | 212 | 77 | 0 | 2.2 | 1.83 |  |  | -0.01166 |  |  |  | 0 |  | 1 | NEW |  |  |  | 1
251961 | 08MFTGT2 | 13.8 | 212 | 52 | 6 | 27 | 22.47 |  |  | -0.01188 |  |  |  | 0.11961 |  | 1 | CAPACITY |  |  |  | 1
251960 | 08MFTGT1 | 13.8 | 212 | 52 | 6 | 25 | 20.81 |  |  | -0.01188 |  |  |  | 0.11961 |  | 1 | CAPACITY |  |  |  | 1
243758 | 05MIDDLECR | 46 | 205 | 76 | -2 | 2 | 0 |  |  | -0.0127 |  |  |  | 0 |  | 1 | MTX |  |  |  | 1
244012 | 05PINNACLE | 4 | 205 | 75 | 0 | 11 | 0 |  |  | -0.0128 |  |  |  | 0 |  | 1 | NEWENERGY |  |  |  | 1
942791 | AE2-297 C O1 | 138 | 205 | 75 | 0 | 91.5 | 0 |  |  | -0.01292 |  |  |  | 0 |  | 1 | NEWENERGY |  |  |  | 1
942792 | AE2-297 E O1 | 138 | 205 | 75 | 0 | 61 | 0 |  |  | -0.01292 |  |  |  | 0 |  | 1 | NEWENERGY |  |  |  | 1
315131 | 1EDGECMA | 13.8 | 345 | 11 | 7.5 | 58 | 0 |  |  | -0.01311 |  |  |  | 0.08416 |  | 1 | NEW |  |  |  | 1
247958 | 05WLD G2 E | 0.69 | 205 | 74 | 0 | 174 | 0 |  |  | -0.01312 |  |  |  | 0 |  | 1 | NEWENERGY | U3-002 |  |  | 1
924152 | AB2-059 E OP | 0.63 | 345 | 75 | 0 | 34 | 0 |  |  | -0.01312 |  |  |  | 0 |  | 1 | NEWENERGY | AB2-059 |  |  | 1
925595 | AC1-034 E | 0.55 | 345 | 75 | 0 | 32.25 | 0 |  |  | -0.01312 |  |  |  | 0 |  | 1 | NEWENERGY | AC1-034 |  |  | 1
922923 | AB1-081 E OP | 115 | 345 | 75 | 0 | 24 | 0 |  |  | -0.01312 |  |  |  | 0 |  | 1 | NEWENERGY | AB1-081 |  |  | 1
316359 | AB2-059 C OP | 0.63 | 345 | 75 | 0 | 66 | 54.93 |  |  | -0.01312 |  |  |  | 0 |  | 1 | CAPACITY | AB2-059 |  |  | 1
316049 | AB1-081 C OP | 115 | 345 | 75 | 0 | 56 | 46.61 |  |  | -0.01312 |  |  |  | 0 |  | 1 | CAPACITY | AB1-081 |  |  | 1
316263 | AC1-034 C | 0.55 | 345 | 75 | 0 | 42.75 | 35.58 |  |  | -0.01312 |  |  |  | 0 |  | 1 | CAPACITY | AC1-034 |  |  | 1
246991 | 05WLD G1 C | 0.69 | 205 | 74 | 0 | 13.2 | 10.99 |  |  | -0.01312 |  |  |  | 0 |  | 1 | CAPACITY | U3-002 |  |  | 1
247255 | 05WLD G2 C | 0.69 | 205 | 74 | 0 | 12.8 | 10.65 |  |  | -0.01312 |  |  |  | 0 |  | 1 | CAPACITY | U3-002 |  |  | 1
251269 | 08BEAVR2 | 69 | 212 | 77 | 0 | 2 | 1.66 |  |  | -0.01315 |  |  |  | 0 |  | 1 | CAPACITY |  |  |  | 1
932763 | AC2-100 E | 0.57 | 345 | 75 | 0 | 16.4 | 0 |  |  | -0.0132 |  |  |  | 0 |  | 1 | NEWENERGY | AC2-100 |  |  | 1
316283 | AC2-100 C | 0.57 | 345 | 75 | 0 | 45.6 | 37.95 |  |  | -0.0132 |  |  |  | 0 |  | 1 | CAPACITY | AC2-100 |  |  | 1
927255 | AC1-221 E | 0.6 | 345 | 75 | 0 | 14.6 | 0 |  |  | -0.01332 |  |  |  | 0 |  | 1 | NEWENERGY | AC1-221 |  |  | 1
316222 | AC1-221 C | 0.6 | 345 | 75 | 0 | 51.2 | 42.61 |  |  | -0.01332 |  |  |  | 0 |  | 1 | CAPACITY | AC1-221 |  |  | 1
247266 | 05LAWG1S | 18 | 205 | 58 | 100 | 275.35 | 229.16 |  |  | -0.01333 |  |  |  | 0.02619 |  | 1 | CAPACITY | Lawrenceburg 1 |  |  | 1
247269 | 05LAWG2S | 18 | 205 | 58 | 100 | 275.35 | 229.16 |  |  | -0.01333 |  |  |  | 0.02619 |  | 1 | CAPACITY | Lawrenceburg 2 |  |  | 1
247264 | 05LAWG1A | 18 | 205 | 58 | 90 | 172.4 | 143.48 |  |  | -0.01333 |  |  |  | 0.02619 |  | 1 | CAPACITY | Lawrenceburg 1 |  |  | 1
247265 | 05LAWG1B | 18 | 205 | 58 | 90 | 172.4 | 143.48 |  |  | -0.01333 |  |  |  | 0.02619 |  | 1 | CAPACITY | Lawrenceburg 1 |  |  | 1
247267 | 05LAWG2A | 18 | 205 | 58 | 90 | 172.4 | 143.48 |  |  | -0.01333 |  |  |  | 0.02619 |  | 1 | CAPACITY | Lawrenceburg 2 |  |  | 1
247268 | 05LAWG2B | 18 | 205 | 58 | 90 | 160 | 133.16 |  |  | -0.01333 |  |  |  | 0.02619 |  | 1 | CAPACITY | Lawrenceburg 2 |  |  | 1
917512 | Z2-088 E OP1 | 0.69 | 345 | 75 | 0 | 49.6 | 0 |  |  | -0.01339 |  |  |  | 0 |  | 1 | NEWENERGY | Z2-088 |  |  | 1
315601 | 1CONETOE2SOL | 0.69 | 345 | 75 | 0 | 48.8 | 40.61 |  |  | -0.01339 |  |  |  | 0 |  | 1 | CAPACITY | Z2-088 |  |  | 1
917342 | Z2-044 E | 115 | 345 | 75 | 0 | 3.6 | 0 |  |  | -0.01342 |  |  |  | 0 |  | 1 | NEWENERGY | Z2-044 |  |  | 1
316319 | Z2-044 C | 115 | 345 | 75 | 0 | 8.2 | 6.82 |  |  | -0.01342 |  |  |  | 0 |  | 1 | CAPACITY | Z2-044 |  |  | 1
251827 | WILLYESP | 34.5 | 212 | 76 | -6 | 6 | 0 |  |  | -0.01343 |  |  |  | 0.0975 |  | 1 | MTX | Z1-065 |  |  | 1
252511 | Y1-054 E | 138 | 212 | 58 | 0 | 20 | 0 |  |  | -0.01345 |  |  |  | 0.02619 |  | 1 | ENERGY |  |  |  | 1
250091 | 08RCHLE3 | 138 | 212 | 77 | 0 | 6.7 | 5.58 |  |  | -0.01345 |  |  |  | 0 |  | 1 | CAPACITY |  |  |  | 1
251947 | 08EBND2 | 20 | 212 | 16 | 494.5 | 600 | 499.35 |  |  | -0.0136 |  |  |  | 0.08416 |  | 1 | CAPACITY |  |  |  | 1
251346 | 08IVYDL1 | 69 | 212 | 77 | 0 | 12.5 | 10.4 |  |  | -0.01361 |  |  |  | 0 |  | 1 | CAPACITY |  |  |  | 1
918532 | AA1-067 E | 230 | 345 | 75 | 0 | 4.5 | 0 |  |  | -0.01369 |  |  |  | 0 |  | 1 | NEWENERGY | AA1-067 |  |  | 1
316005 | AA1-067 C | 230 | 345 | 75 | 0 | 10.5 | 8.74 |  |  | -0.01369 |  |  |  | 0 |  | 1 | CAPACITY | AA1-067 |  |  | 1
919710 | AA2-057 E | 0.63 | 345 | 75 | 0 | 24.9 | 0 |  |  | -0.0137 |  |  |  | 0 |  | 1 | NEWENERGY | AA2-057 |  |  | 1
316327 | AA2-057 C | 0.63 | 345 | 75 | 0 | 50 | 41.61 |  |  | -0.0137 |  |  |  | 0 |  | 1 | CAPACITY | AA2-057 |  |  | 1
250165 | 08BKJDB2 | 138 | 212 | 76 | -2 | 2 | 0 |  |  | -0.01374 |  |  |  | 0 |  | 1 | NEWENERGY | Y3-100 |  |  | 1
250164 | 08BKJDB1 | 138 | 212 | 76 | -2 | 2 | 0 |  |  | -0.01374 |  |  |  | 0 |  | 1 | MTX | Y3-099 |  |  | 1
251951 | 08M.FRT8 | 22 | 212 | 15 | 239 | 510 | 424.44 |  |  | -0.01377 |  |  |  | 0 |  | 1 | CAPACITY |  |  |  | 1
251950 | 08M.FRT7 | 22 | 212 | 15 | 239 | 510 | 424.44 |  |  | -0.01377 |  |  |  | 0.08416 |  | 1 | CAPACITY |  |  |  | 1
342957 | 1SPURLK1G | 22 | 320 | 14 | 100 | 300 | 249.67 |  |  | -0.01382 |  |  |  | 0.08416 |  | 1 | CAPACITY |  |  |  | 1
316274 | AC1-208 C | 0.38 | 345 | 75 | 0 | 55.4 | 0 |  |  | -0.01419 |  |  |  | 0 |  | 1 | NEW | AC1-208 |  |  | 1
927146 | AC1-208 E | 0.38 | 345 | 75 | 0 | 24.5 | 0 |  |  | -0.01419 |  |  |  | 0 |  | 1 | NEWENERGY | AC1-208 |  |  | 1
250041 | 08HAMLTN | 138 | 212 | 77 | 0 | 2.2 | 1.83 |  |  | -0.01422 |  |  |  | 0 |  | 1 | CAPACITY |  |  |  | 1
316210 | AC1-098 C | 0.6 | 345 | 75 | 0 | 37.6 | 0 |  |  | -0.01425 |  |  |  | 0 |  | 1 | NEW | AC1-098 |  |  | 1
926206 | AC1-098 E | 0.6 | 345 | 75 | 0 | 22.4 | 0 |  |  | -0.01425 |  |  |  | 0 |  | 1 | NEWENERGY | AC1-098 |  |  | 1
316212 | AC1-099 C | 0.6 | 345 | 75 | 0 | 12.6 | 0 |  |  | -0.01425 |  |  |  | 0 |  | 1 | NEW | AC1-099 |  |  | 1
926214 | AC1-099 E | 0.6 | 345 | 75 | 0 | 7.4 | 0 |  |  | -0.01425 |  |  |  | 0 |  | 1 | NEWENERGY | AC1-099 |  |  | 1
926055 | AC1-083 E | 0.39 | 205 | 75 | 0 | 74.4 | 0 |  |  | -0.01432 |  |  |  | 0 |  | 1 | NEWENERGY | AC1-083 |  |  | 1
270197 | AC1-083 C | 0.39 | 205 | 75 | 0 | 45.6 | 37.95 |  |  | -0.01432 |  |  |  | 0 |  | 1 | CAPACITY | AC1-083 |  |  | 1
251971 | 08MELDL2 | 13.8 | 212 | 61 | 14.4 | 35.3 | 29.38 |  |  | -0.01437 |  |  |  | 0.08289 |  | 1 | CAPACITY |  |  |  | 1
251970 | 08MELDL1 | 13.8 | 212 | 61 | 14.4 | 35.3 | 29.38 |  |  | -0.01437 |  |  |  | 0.08289 |  | 1 | CAPACITY |  |  |  | 1
251972 | 08MELDL3 | 13.8 | 212 | 61 | 14.4 | 35.3 | 29.38 |  |  | -0.01437 |  |  |  | 0.08289 |  | 1 | CAPACITY |  |  |  | 1
342960 | 1SPURLK2G | 22 | 320 | 15 | 280 | 510 | 424.44 |  |  | -0.01446 |  |  |  | 0.08416 |  | 1 | CAPACITY |  |  |  | 1
342966 | 1SPURLK4G | 18 | 320 | 14 | 80 | 268 | 223.04 |  |  | -0.01446 |  |  |  | 0.08416 |  | 1 | CAPACITY |  |  |  | 1
342963 | 1SPURLK3G | 18 | 320 | 14 | 80 | 268 | 223.04 |  |  | -0.01446 |  |  |  | 0.08416 |  | 1 | CAPACITY |  |  |  | 1
925122 | AB2-169 E | 0.63 | 345 | 75 | 0 | 35 | 0 |  |  | -0.01455 |  |  |  | 0 |  | 1 | NEWENERGY | AB2-169 |  |  | 1
316174 | AB2-169_C | 0.63 | 345 | 75 | 0 | 39 | 32.46 |  |  | -0.01455 |  |  |  | 0 |  | 1 | CAPACITY | AB2-169 |  |  | 1
943902 | AF1-058 E | 115 | 345 | 75 | 0 | 8 | 0 |  |  | -0.01469 |  |  |  | 0 |  | 1 | NEWENERGY | AF1-058 |  |  | 1
316248 | AF1-058 C | 115 | 345 | 75 | 0 | 12 | 9.99 |  |  | -0.01469 |  |  |  | 0 |  | 1 | CAPACITY | AF1-058 |  |  | 1
315136 | 1ROSEMG1 | 13.8 | 345 | 58 | 30 | 74.1 | 61.67 |  |  | -0.01472 |  |  |  | 0.02619 |  | 1 | CAPACITY | ROSEMARY |  |  | 1
315137 | 1ROSEMS1 | 13.8 | 345 | 58 | 18 | 45.9 | 38.2 |  |  | -0.01472 |  |  |  | 0 |  | 1 | CAPACITY | ROSEMARY |  |  | 1
315138 | 1ROSEMG2 | 13.8 | 345 | 58 | 14 | 34.7 | 28.88 |  |  | -0.01472 |  |  |  | 0 |  | 1 | CAPACITY | ROSEMARY |  |  | 1
917332 | KELFORD E | 115 | 345 | 75 | 0 | 7 | 0 |  |  | -0.01474 |  |  |  | 0 |  | 1 | NEWENERGY | Z2-043 |  |  | 1
316317 | KELFORD C | 115 | 345 | 75 | 0 | 13.2 | 10.99 |  |  | -0.01474 |  |  |  | 0 |  | 1 | CAPACITY | Z2-043 |  |  | 1
927264 | AC1-222 E | 0.6 | 345 | 75 | 0 | 25.9 | 0 |  |  | -0.01476 |  |  |  | 0 |  | 1 | NEWENERGY | AC1-222 |  |  | 1
315266 | 1PLYWOOD A | 13.8 | 345 | 2 | 0 | 45.6 | 37.95 |  |  | -0.01475 |  |  |  | 0.08416 |  | 1 | CAPACITY |  |  |  | 1
316003 | AC1-222 C | 0.6 | 345 | 75 | 0 | 38.8 | 32.29 |  |  | -0.01476 |  |  |  | 0 |  | 1 | CAPACITY | AC1-222 |  |  | 1
315160 | 1KERR 3 | 13.8 | 345 | 61 | 17 | 42 | 34.95 |  |  | -0.0148 |  |  |  | 0 |  | 1 | CAPACITY | John H KERR |  |  | 1
315161 | 1KERR 4 | 13.8 | 345 | 61 | 17 | 42 | 34.95 |  |  | -0.0148 |  |  |  | 0 |  | 1 | CAPACITY | John H KERR |  |  | 1
315163 | 1KERR 6 | 13.8 | 345 | 61 | 17 | 42 | 34.95 |  |  | -0.0148 |  |  |  | 0 |  | 1 | CAPACITY | John H KERR |  |  | 1
315164 | 1KERR 7 | 13.8 | 345 | 61 | 17 | 42 | 34.95 |  |  | -0.0148 |  |  |  | 0 |  | 1 | CAPACITY | John H KERR |  |  | 1
315162 | 1KERR 5 | 13.8 | 345 | 61 | 17 | 42 | 34.95 |  |  | -0.0148 |  |  |  | 0 |  | 1 | CAPACITY | John H KERR |  |  | 1
315159 | 1KERR 2 | 13.8 | 345 | 61 | 17 | 42 | 34.95 |  |  | -0.0148 |  |  |  | 0 |  | 1 | CAPACITY | John H KERR |  |  | 1
315158 | 1KERR 1 | 13.8 | 345 | 60 | 9 | 15 | 12.48 |  |  | -0.0148 |  |  |  | 0.08289 |  | 1 | CAPACITY | John H KERR |  |  | 1
926274 | AC1-105 E | 0.57 | 345 | 75 | 0 | 16.95 | 0 |  |  | -0.01482 |  |  |  | 0 |  | 1 | NEWENERGY | AC1-105 |  |  | 1
316118 | AC1-105 C | 0.57 | 345 | 75 | 0 | 34.5 | 28.71 |  |  | -0.01482 |  |  |  | 0 |  | 1 | CAPACITY | AC1-105 |  |  | 1
247723 | 05PHILPOTT | 138 | 205 | 60 | 0 | 8 | 6.66 |  |  | -0.01484 |  |  |  | 0 |  | 1 | CAPACITY |  |  |  | 1
925785 | AC1-054 E | 0.38 | 345 | 75 | 0 | 20.5 | 0 |  |  | -0.01487 |  |  |  | 0 |  | 1 | NEWENERGY | AC1-054 |  |  | 1
316129 | AC1-054 C | 0.38 | 345 | 75 | 0 | 44.5 | 37.03 |  |  | -0.01487 |  |  |  | 0 |  | 1 | CAPACITY | AC1-054 |  |  | 1
923263 | AB1-132 E OP | 230 | 345 | 75 | 0 | 36 | 0 |  |  | -0.01491 |  |  |  | 0 |  | 1 | NEWENERGY | AB1-132 |  |  | 1
315139 | 1GASTONA | 14.4 | 345 | 61 | 10 | 110 | 91.55 |  |  | -0.01491 |  |  |  | 0.08289 |  | 1 | CAPACITY | GASTON |  |  | 1
315141 | 1GASTONB | 14.4 | 345 | 61 | 10 | 110 | 91.55 |  |  | -0.01491 |  |  |  | 0 |  | 1 | CAPACITY | GASTON |  |  | 1
316011 | AB1-132 C OP | 230 | 345 | 75 | 0 | 84 | 69.91 |  |  | -0.01491 |  |  |  | 0 |  | 1 | CAPACITY | AB1-132 |  |  | 1
244165 | 05FRIES | 69 | 205 | 60 | 0 | 5.2 | 0 |  |  | -0.01491 |  |  |  | 0.08289 |  | 1 | ENERGY |  |  |  | 1
270167 | AD2-205 E | 69 | 205 | 76 | -4 | 4 | 0 |  |  | -0.01491 |  |  |  | 0 |  | 1 | MTX | AD2-205 |  |  | 1
244159 | 05BUCK | 13 | 205 | 60 | 0 | 2.8 | 2.33 |  |  | -0.01491 |  |  |  | 0 |  | 1 | CAPACITY |  |  |  | 1
244160 | 05BYLLESBY | 13 | 205 | 60 | 0 | 2.7 | 2.25 |  |  | -0.01491 |  |  |  | 0 |  | 1 | CAPACITY |  |  |  | 1
315126 | 1ROARAP2 | 14.4 | 345 | 60 | 10 | 50.3 | 41.86 |  |  | -0.01495 |  |  |  | 0.15891 |  | 1 | CAPACITY |  |  |  | 1
315128 | 1ROARAP4 | 14.4 | 345 | 60 | 10 | 47.6 | 39.61 |  |  | -0.01495 |  |  |  | 0.15891 |  | 1 | CAPACITY |  |  |  | 1
919692 | AA2-053 E OP | 115 | 345 | 75 | 0 | 22.5 | 0 |  |  | -0.01496 |  |  |  | 0 |  | 1 | NEWENERGY | AA2-053 |  |  | 1
315606 | 3AA2-053SOLA | 115 | 345 | 75 | 0 | 54.8 | 45.61 |  |  | -0.01496 |  |  |  | 0 |  | 1 | CAPACITY | AA2-053 |  |  | 1
932996 | AC2-123 E | 0.42 | 205 | 75 | 0 | 30.4 | 0 |  |  | -0.01498 |  |  |  | 0 |  | 1 | NEWENERGY | AC2-123 |  |  | 1
925997 | AC1-075 E | 0.6 | 345 | 75 | 0 | 21.7 | 0 |  |  | -0.01499 |  |  |  | 0 |  | 1 | NEWENERGY | AC1-075 |  |  | 1
270214 | AC2-123 C | 0.42 | 205 | 75 | 0 | 44.6 | 37.12 |  |  | -0.01498 |  |  |  | 0 |  | 1 | CAPACITY | AC2-123 |  |  | 1
926024 | AC1-080 E | 0.6 | 345 | 75 | 0 | 7.2 | 0 |  |  | -0.01499 |  |  |  | 0 |  | 1 | NEWENERGY | AC1-080 |  |  | 1
316123 | AC1-075 C | 0.6 | 345 | 75 | 0 | 38.3 | 31.88 |  |  | -0.01499 |  |  |  | 0 |  | 1 | CAPACITY | AC1-075 |  |  | 1
316205 | AC1-080 C | 0.6 | 345 | 75 | 0 | 12.8 | 10.65 |  |  | -0.01499 |  |  |  | 0 |  | 1 | CAPACITY | AC1-080 |  |  | 1
315292 | 1DOMTR78 | 13.8 | 345 | 57 | 0 | 50 | 41.61 |  |  | -0.01499 |  |  |  | 0.11961 |  | 1 | CAPACITY |  |  |  | 1
932665 | AC2-088 E | 0.57 | 212 | 75 | 0 | 31.6 | 0 |  |  | -0.01502 |  |  |  | 0 |  | 1 | NEWENERGY | AC2-088 |  |  | 1
252507 | AC2-088 C | 0.57 | 212 | 75 | 0 | 38.4 | 31.96 |  |  | -0.01502 |  |  |  | 0 |  | 1 | CAPACITY | AC2-088 |  |  | 1
252509 | AD1-136 C | 0.57 | 212 | 75 | 0 | 5.4 | 0 |  |  | -0.01502 |  |  |  | 0 |  | 1 | NEW | AD1-136 |  |  | 1
935033 | AD1-136 E | 0.57 | 212 | 75 | 0 | 4.6 | 0 |  |  | -0.01502 |  |  |  | 0 |  | 1 | NEWENERGY | AD1-136 |  |  | 1
918512 | AA1-065 E OP | 0.69 | 345 | 75 | 0 | 24 | 0 |  |  | -0.01506 |  |  |  | 0 |  | 1 | NEWENERGY | AA1-065 |  |  | 1
315602 | 1HOLLOMANSOL | 0.69 | 345 | 75 | 0 | 67 | 55.76 |  |  | -0.01506 |  |  |  | 0 |  | 1 | CAPACITY | AA1-065 |  |  | 1
246846 | 05SMG4 | 13.8 | 205 | 62 | 0 | 179 | 148.97 |  |  | -0.01508 |  |  |  | 0.02812 |  | 1 | CAPACITY |  |  |  | 1
246844 | 05SMG2 | 13.8 | 205 | 62 | 0 | 179 | 148.97 |  |  | -0.01508 |  |  |  | 0.02812 |  | 1 | CAPACITY |  |  |  | 1
246845 | 05SMG3 | 13.8 | 205 | 62 | -135 | 110 | 91.55 |  |  | -0.01508 |  |  |  | 0.02812 |  | 1 | CAPACITY |  |  |  | 1
251967 | 08WSDLE6 | 13.8 | 212 | 57 | 5 | 81.6 | 67.91 |  |  | -0.01508 |  |  |  | 0.06171 |  | 1 | CAPACITY |  |  |  | 1
251964 | 08WSDLE3 | 13.8 | 212 | 57 | 5 | 80.5 | 67 |  |  | -0.01508 |  |  |  | 0.06171 |  | 1 | CAPACITY |  |  |  | 1
251963 | 08WSDLE2 | 13.8 | 212 | 57 | 5 | 80.1 | 66.66 |  |  | -0.01508 |  |  |  | 0.06171 |  | 1 | CAPACITY |  |  |  | 1
251966 | 08WSDLE5 | 13.8 | 212 | 57 | 5 | 79.6 | 66.25 |  |  | -0.01508 |  |  |  | 0.06171 |  | 1 | CAPACITY |  |  |  | 1
251962 | 08WSDLE1 | 13.8 | 212 | 57 | 5 | 79.6 | 66.25 |  |  | -0.01508 |  |  |  | 0.06171 |  | 1 | CAPACITY |  |  |  | 1
251965 | 08WSDLE4 | 13.8 | 212 | 57 | 5 | 77.4 | 64.42 |  |  | -0.01508 |  |  |  | 0.06171 |  | 1 | CAPACITY |  |  |  | 1
251954 | 08MADSN3 | 13.8 | 212 | 57 | 50 | 72 | 59.92 |  |  | -0.01508 |  |  |  | 0.06171 |  | 1 | CAPACITY |  |  |  | 1
251959 | 08MADSN8 | 13.8 | 212 | 57 | 50 | 72 | 59.92 |  |  | -0.01508 |  |  |  | 0.06171 |  | 1 | CAPACITY |  |  |  | 1
251952 | 08MADSN1 | 13.8 | 212 | 57 | 50 | 72 | 59.92 |  |  | -0.01508 |  |  |  | 0.06171 |  | 1 | CAPACITY |  |  |  | 1
251953 | 08MADSN2 | 13.8 | 212 | 57 | 50 | 72 | 59.92 |  |  | -0.01508 |  |  |  | 0.06171 |  | 1 | CAPACITY |  |  |  | 1
251955 | 08MADSN4 | 13.8 | 212 | 57 | 50 | 72 | 59.92 |  |  | -0.01508 |  |  |  | 0.06171 |  | 1 | CAPACITY |  |  |  | 1
251958 | 08MADSN7 | 13.8 | 212 | 57 | 50 | 72 | 59.92 |  |  | -0.01508 |  |  |  | 0.06171 |  | 1 | CAPACITY |  |  |  | 1
251957 | 08MADSN6 | 13.8 | 212 | 57 | 50 | 72 | 59.92 |  |  | -0.01508 |  |  |  | 0.06171 |  | 1 | CAPACITY |  |  |  | 1
251956 | 08MADSN5 | 13.8 | 212 | 57 | 50 | 72 | 59.92 |  |  | -0.01508 |  |  |  | 0.06171 |  | 1 | CAPACITY |  |  |  | 1
251944 | 08D.CRK1 | 10 | 212 | 57 | 5 | 69 | 57.42 |  |  | -0.01508 |  |  |  | 0.06171 |  | 1 | CAPACITY |  |  |  | 1
246847 | 05SMG5 | 13.8 | 205 | 62 | -79 | 68 | 56.59 |  |  | -0.01508 |  |  |  | 0.02812 |  | 1 | CAPACITY |  |  |  | 1
246843 | 05SMG1 | 13.8 | 205 | 62 | -79 | 65 | 54.1 |  |  | -0.01508 |  |  |  | 0.02812 |  | 1 | CAPACITY |  |  |  | 1
251973 | 08YANKGE | 13.8 | 212 | 2 | 0 | 50.5 | 42.03 |  |  | -0.01508 |  |  |  | 0.08416 |  | 1 | CAPACITY |  |  |  | 1
251946 | 08D.CRK4 | 13.8 | 212 | 55 | 6 | 30 | 24.97 |  |  | -0.01508 |  |  |  | 0.11961 |  | 1 | CAPACITY |  |  |  | 1
251387 | 08MDDLTW | 69 | 212 | 77 | 0 | 22.5 | 18.73 |  |  | -0.01509 |  |  |  | 0 |  | 1 | NEW |  |  |  | 1
251945 | 08D.CRK3 | 13.8 | 212 | 55 | 3 | 12.9 | 10.74 |  |  | -0.01508 |  |  |  | 0.06171 |  | 1 | CAPACITY |  |  |  | 1
316140 | AB2-099 C | 115 | 345 | 75 | 0 | 3.5 | 0 |  |  | -0.0151 |  |  |  | 0 |  | 1 | NEW | AB2-099 |  |  | 1
316141 | AB2-099 E | 115 | 345 | 75 | 0 | 1.5 | 0 |  |  | -0.0151 |  |  |  | 0 |  | 1 | NEWENERGY | AB2-099 |  |  | 1
251364 | 08LEBANO | 69 | 212 | 77 | 0 | 30.6 | 25.47 |  |  | -0.01515 |  |  |  | 0 |  | 1 | CAPACITY |  |  |  | 1
918492 | AA1-063AE OP | 115 | 345 | 75 | 0 | 24 | 0 |  |  | -0.01517 |  |  |  | 0 |  | 1 | NEWENERGY | AA1-063 |  |  | 1
315607 | 3AA1-063SOLA | 115 | 345 | 75 | 0 | 50.8 | 42.28 |  |  | -0.01517 |  |  |  | 0 |  | 1 | CAPACITY | AA1-063 |  |  | 1
923994 | AB2-040_E | 0.6 | 345 | 75 | 0 | 69.51 | 0 |  |  | -0.01519 |  |  |  | 0 |  | 1 | NEWENERGY | AB2-040 |  |  | 1
923573 | AB1-173 E OP | 115 | 345 | 75 | 0 | 19.2 | 0 |  |  | -0.01519 |  |  |  | 0 |  | 1 | NEWENERGY | AB1-173 |  |  | 1
313506 | AB1-173 C OP | 115 | 345 | 75 | 0 | 40.4 | 33.62 |  |  | -0.01519 |  |  |  | 0 |  | 1 | CAPACITY | AB1-173 |  |  | 1
945842 | AF1-249 E | 138 | 212 | 75 | 0 | 5.92 | 0 |  |  | -0.01519 |  |  |  | 0 |  | 1 | NEWENERGY | AF1-249 |  |  | 1
252510 | AF1-249 C | 138 | 212 | 75 | 0 | 14 | 11.65 |  |  | -0.01519 |  |  |  | 0 |  | 1 | CAPACITY | AF1-249 |  |  | 1
316181 | AB2-040 GEN | 0.6 | 345 | 75 | 0 | 12 | 9.99 |  |  | -0.01519 |  |  |  | 0 |  | 1 | CAPACITY | AB2-040 |  |  | 1
247284 | 05LEESVG | 13.8 | 205 | 60 | 0 | 49.1 | 40.86 |  |  | -0.01521 |  |  |  | 0.15891 |  | 1 | CAPACITY |  |  |  | 1
252500 | Z1-079 CT | 21 | 212 | 58 | 143.4 | 269.7 | 224.46 |  |  | -0.01523 |  |  |  | 0.02619 |  | 1 | CAPACITY | Z1-079 |  |  | 1
252501 | Z1-079 ST | 18 | 212 | 58 | 100.4 | 200.4 | 166.78 |  |  | -0.01523 |  |  |  | 0.02619 |  | 1 | CAPACITY | Z1-079 |  |  | 1
316088 | AB2-174 E | 0.4 | 345 | 75 | 0 | 38 | 0 |  |  | -0.01525 |  |  |  | 0 |  | 1 | NEWENERGY | AB2-174 |  |  | 1
316087 | AB2-174 C | 0.4 | 345 | 75 | 0 | 42 | 34.95 |  |  | -0.01525 |  |  |  | 0 |  | 1 | CAPACITY | AB2-174 |  |  | 1
924312 | AB2-078 E O1 | 115 | 345 | 75 | 0 | 8 | 0 |  |  | -0.01526 |  |  |  | 0 |  | 1 | NEWENERGY | AB2-078 |  |  | 1
924302 | AB2-077 E O1 | 115 | 345 | 75 | 0 | 8 | 0 |  |  | -0.01526 |  |  |  | 0 |  | 1 | NEWENERGY | AB2-077 |  |  | 1
924322 | AB2-079 E O1 | 115 | 345 | 75 | 0 | 8 | 0 |  |  | -0.01526 |  |  |  | 0 |  | 1 | NEWENERGY | AB2-079 |  |  | 1
316237 | AB2-079 C O1 | 115 | 345 | 75 | 0 | 12 | 9.99 |  |  | -0.01526 |  |  |  | 0 |  | 1 | CAPACITY | AB2-079 |  |  | 1
316239 | AB2-077 C O1 | 115 | 345 | 75 | 0 | 12 | 9.99 |  |  | -0.01526 |  |  |  | 0 |  | 1 | CAPACITY | AB2-077 |  |  | 1
316238 | AB2-078 C O1 | 115 | 345 | 75 | 0 | 12 | 9.99 |  |  | -0.01526 |  |  |  | 0 |  | 1 | CAPACITY | AB2-078 |  |  | 1
924022 | AB2-043 E O1 | 0.55 | 345 | 75 | 0 | 31 | 0 |  |  | -0.0153 |  |  |  | 0 |  | 1 | NEWENERGY | AB2-043 |  |  | 1
313527 | AB2-043 C | 0.55 | 345 | 75 | 0 | 18.9 | 15.73 |  |  | -0.0153 |  |  |  | 0 |  | 1 | CAPACITY | AB2-043 |  |  | 1
315156 | 1HALLBR1 | 13.8 | 345 | 2 | 15 | 52.4 | 43.61 |  |  | -0.01532 |  |  |  | 0.08416 |  | 1 | CAPACITY |  |  |  | 1
924162 | AB2-060 E OP | 115 | 345 | 75 | 0 | 25.6 | 0 |  |  | -0.01532 |  |  |  | 0 |  | 1 | NEWENERGY | AB2-060 |  |  | 1
316131 | AB2-060 C | 115 | 345 | 75 | 0 | 54.4 | 45.27 |  |  | -0.01532 |  |  |  | 0 |  | 1 | CAPACITY | AB2-060 |  |  | 1
314572 | 3EMPORIA | 115 | 345 | 60 | 0 | 2.5 | 0 |  |  | -0.01534 |  |  |  | 0 |  | 1 | ENERGY |  |  |  | 1
315153 | 1CLOVER1 | 24 | 345 | 15 | 135 | 441.2 | 367.19 |  |  | -0.01535 |  |  |  | 0.08416 |  | 1 | CAPACITY |  |  |  | 1
315154 | 1CLOVER2 | 24 | 345 | 15 | 135 | 437.1 | 363.77 |  |  | -0.01535 |  |  |  | 0.08416 |  | 1 | CAPACITY |  |  |  | 1
926646 | AC1-145 E | 0.6 | 345 | 75 | 0 | 31 | 0 |  |  | -0.01535 |  |  |  | 0 |  | 1 | NEWENERGY | AC1-145 |  |  | 1
925665 | AC1-042 E | 0.39 | 345 | 75 | 0 | 26.04 | 0 |  |  | -0.01535 |  |  |  | 0 |  | 1 | NEWENERGY | AC1-042 |  |  | 1
945081 | AF1-173 | 69 | 345 | 75 | 0 | 13.95 | 0 |  |  | -0.01535 |  |  |  | 0 |  | 1 | NEWENERGY |  |  |  | 1
247289 | 05RICHG2 | 13.8 | 205 | 56 | 15 | 34.5 | 28.71 |  |  | -0.01534 |  |  |  | 0.06171 |  | 1 | CAPACITY |  |  |  | 1
247288 | 05RICHG1 | 13.8 | 205 | 56 | 15 | 34.5 | 28.71 |  |  | -0.01534 |  |  |  | 0.06171 |  | 1 | CAPACITY |  |  |  | 1
316217 | AC1-145 C | 0.6 | 345 | 75 | 0 | 19 | 15.81 |  |  | -0.01535 |  |  |  | 0 |  | 1 | CAPACITY | AC1-145 |  |  | 1
316197 | AC1-042 C | 0.39 | 345 | 75 | 0 | 15.96 | 13.28 |  |  | -0.01535 |  |  |  | 0 |  | 1 | CAPACITY | AC1-042 |  |  | 1
926516 | AC1-122_E | 0.6 | 205 | 75 | 0 | 21.5 | 0 |  |  | -0.01535 |  |  |  | 0 |  | 1 | NEWENERGY | AC1-122 |  |  | 1
270173 | AC1-122 C | 0.6 | 205 | 75 | 0 | 54.4 | 45.27 |  |  | -0.01535 |  |  |  | 0 |  | 1 | CAPACITY | AC1-122 |  |  | 1
900672 | V4-068 E | 115 | 345 | 75 | 0 | 1.77 | 0 |  |  | -0.01536 |  |  |  | 0 |  | 1 | NEWENERGY | V4-068 |  |  | 1
316318 | V4-068 C | 115 | 345 | 75 | 0 | 2.9 | 2.41 |  |  | -0.01536 |  |  |  | 0 |  | 1 | CAPACITY | V4-068 |  |  | 1
314704 | 3LAWRENC | 115 | 345 | 64 | 0 | 11 | 9.15 |  |  | -0.01536 |  |  |  | 0 |  | 1 | CAPACITY |  |  |  | 1
314594 | 6PLYMOUTH TP | 230 | 345 | 75 | 0 | 1.9 | 0 |  |  | -0.01542 |  |  |  | 0 |  | 1 | NEWENERGY |  |  |  | 1
251830 | BIOENGRY | 34.5 | 212 | 2 | 0 | 4.5 | 3.74 |  |  | -0.01541 |  |  |  | 0 |  | 1 | CAPACITY |  |  |  | 1
924516 | AB2-100 E1 | 0.55 | 345 | 75 | 0 | 16.5 | 0 |  |  | -0.01551 |  |  |  | 0 |  | 1 | NEWENERGY | AB2-100 |  |  | 1
924517 | AB2-100 E2 | 0.55 | 345 | 75 | 0 | 16.5 | 0 |  |  | -0.01551 |  |  |  | 0 |  | 1 | NEWENERGY | AB2-100 |  |  | 1
316023 | AB2-100 C2 | 0.55 | 345 | 75 | 0 | 33.5 | 27.88 |  |  | -0.01551 |  |  |  | 0 |  | 1 | CAPACITY | AB2-100 |  |  | 1
316365 | AB2-100 C1 | 0.55 | 345 | 75 | 0 | 33.5 | 27.88 |  |  | -0.01551 |  |  |  | 0 |  | 1 | CAPACITY | AB2-100 |  |  | 1
920042 | AA2-088 E OP | 115 | 345 | 75 | 0 | 62 | 0 |  |  | -0.01557 |  |  |  | 0 |  | 1 | NEWENERGY | AA2-088 |  |  | 1
315608 | 3AA2-088SOLA | 115 | 345 | 75 | 0 | 38 | 31.63 |  |  | -0.01557 |  |  |  | 0 |  | 1 | CAPACITY | AA2-088 |  |  | 1
247619 | Y1-049 | 34.5 | 205 | 62 | 0 | 4.1 | 3.41 |  |  | -0.01557 |  |  |  | 0 |  | 1 | CAPACITY |  |  |  | 1
920692 | AA2-178 E | 0.69 | 345 | 75 | 0 | 24 | 0 |  |  | -0.01567 |  |  |  | 0 |  | 1 | NEWENERGY | AA2-178 |  |  | 1
315614 | AA2-178 C | 0.69 | 345 | 75 | 0 | 56 | 46.61 |  |  | -0.01567 |  |  |  | 0 |  | 1 | CAPACITY | AA2-178 |  |  | 1
925612 | AC1-036 E | 115 | 345 | 75 | 0 | 9.3 | 0 |  |  | -0.01571 |  |  |  | 0 |  | 1 | NEWENERGY | AC1-036 |  |  | 1
314722 | 3TWITTYS | 115 | 345 | 75 | 0 | 5.71 | 0 |  |  | -0.01571 |  |  |  | 0 |  | 1 | NEWENERGY |  |  |  | 1
316034 | AC1-036 C | 115 | 345 | 75 | 0 | 8.6 | 7.16 |  |  | -0.01571 |  |  |  | 0 |  | 1 | CAPACITY | AC1-036 |  |  | 1
315105 | 1BRUNSWICKS1 | 19 | 345 | 58 | 69.2 | 563 | 468.55 |  |  | -0.01572 |  |  |  | 0 |  | 1 | CAPACITY | BRUNSWICK COUNTY |  |  | 1
315103 | 1BRUNSWICKG2 | 21 | 345 | 58 | 34.6 | 271 | 225.54 |  |  | -0.01572 |  |  |  | 0 |  | 1 | CAPACITY | BRUNSWICK COUNTY |  |  | 1
315104 | 1BRUNSWICKG3 | 21 | 345 | 58 | 34.6 | 271 | 225.54 |  |  | -0.01572 |  |  |  | 0 |  | 1 | CAPACITY | BRUNSWICK COUNTY |  |  | 1
315102 | 1BRUNSWICKG1 | 21 | 345 | 58 | 34.6 | 271 | 225.54 |  |  | -0.01572 |  |  |  | 0.02619 |  | 1 | CAPACITY | BRUNSWICK COUNTY |  |  | 1
342031 | 2PACTOLUS | 69 | 320 | 77 | 0 | 2.4 | 2 |  |  | -0.01583 |  |  |  | 0 |  | 1 | CAPACITY |  |  |  | 1
315244 | 1Z1-086 ST | 24 | 345 | 58 | 314.5 | 596.7 | 496.6 |  |  | -0.01586 |  |  |  | 0 |  | 1 | CAPACITY | Z1-086 |  |  | 1
315241 | 1Z1-086 GT1 | 20 | 345 | 58 | 182.5 | 342.8 | 285.29 |  |  | -0.01586 |  |  |  | 0.02619 |  | 1 | CAPACITY | Z1-086 |  |  | 1
315243 | 1Z1-086 GT3 | 20 | 345 | 58 | 182.5 | 342.7 | 285.21 |  |  | -0.01586 |  |  |  | 0 |  | 1 | CAPACITY | Z1-086 |  |  | 1
315242 | 1Z1-086 GT2 | 20 | 345 | 58 | 182.5 | 342.7 | 285.21 |  |  | -0.01586 |  |  |  | 0 |  | 1 | CAPACITY | Z1-086 |  |  | 1
315115 | 1S HAMPT1 | 13.8 | 345 | 2 | 15 | 53 | 44.11 |  |  | -0.01589 |  |  |  | 0.08416 |  | 1 | CAPACITY |  |  |  | 1
242889 | 05REUSENS | 34.5 | 205 | 60 | 0 | 4 | 3.33 |  |  | -0.01589 |  |  |  | 0 |  | 1 | CAPACITY |  |  |  | 1
314541 | 3WATKINS | 115 | 345 | 75 | 0 | 4 | 0 |  |  | -0.01591 |  |  |  | 0 |  | 1 | NEWENERGY |  |  |  | 1
242907 | 05CLAY-2 | 11 | 205 | 60 | 0 | 37.6 | 31.29 |  |  | -0.01592 |  |  |  | 0.15891 |  | 1 | CAPACITY |  |  |  | 1
242906 | 05CLAY-1 | 11 | 205 | 60 | 0 | 37.6 | 31.29 |  |  | -0.01592 |  |  |  | 0.15891 |  | 1 | CAPACITY |  |  |  | 1
930062 | AB1-014 E | 0.38 | 212 | 75 | 0 | 77.5 | 0 |  |  | -0.01594 |  |  |  | 0 |  | 1 | NEWENERGY | AB1-014 |  |  | 1
251832 | 08HLCRTG | 0.38 | 212 | 75 | 0 | 120 | 99.87 |  |  | -0.01594 |  |  |  | 0 |  | 1 | CAPACITY | AB1-014 |  |  | 1
961092 | AF2-400 E | 115 | 345 | 75 | 0 | 4.43 | 0 |  |  | -0.01598 |  |  |  | 0 |  | 1 | NEWENERGY | AF2-400 |  |  | 1
316300 | AF2-400 C | 115 | 345 | 75 | 0 | 2.71 | 2.26 |  |  | -0.01598 |  |  |  | 0 |  | 1 | CAPACITY | AF2-400 |  |  | 1
313853 | 3PONTONDP | 115 | 345 | 65 | 0 | 4 | 0 |  |  | -0.01607 |  |  |  | 0 |  | 1 | NEW |  |  |  | 1
314429 | 3JTRSVLE | 115 | 345 | 65 | 0 | 15.2 | 12.65 |  |  | -0.01607 |  |  |  | 0.40533 |  | 1 | CAPACITY | AMELIA LF_1-A |  |  | 1
314539 | 3UNCAMP | 115 | 345 | 56 | 0 | 35 | 0 |  |  | -0.01608 |  |  |  | 0.06171 |  | 1 | ENERGY |  |  |  | 1
926105 | AC1-089 E | 0.39 | 205 | 75 | 0 | 93 | 0 |  |  | -0.01609 |  |  |  | 0 |  | 1 | NEWENERGY | AC1-089 |  |  | 1
270186 | AC1-089 C | 0.39 | 205 | 75 | 0 | 57 | 47.44 |  |  | -0.01609 |  |  |  | 0 |  | 1 | CAPACITY | AC1-089 |  |  | 1
270205 | AE1-176 | 138 | 205 | 60 | 0 | 2.4 | 2 |  |  | -0.01611 |  |  |  | 0 |  | 1 | CAPACITY |  |  |  | 1
916042 | Z1-036 E | 230 | 345 | 74 | 0 | 261.3 | 0 |  |  | -0.01617 |  |  |  | 0 |  | 1 | NEWENERGY | Z1-036 |  |  | 1
315611 | 6Z1-036WIND | 230 | 345 | 74 | 0 | 39 | 0 |  |  | -0.01617 |  |  |  | 0 |  | 1 | NEW | Z1-036 |  |  | 1
314713 | 3PAMPLIN | 115 | 345 | 75 | 0 | 5.97 | 0 |  |  | -0.0162 |  |  |  | 0 |  | 1 | NEWENERGY |  |  |  | 1
242587 | 05CELAN | 138 | 205 | 77 | 0 | 81.6 | 67.91 |  |  | -0.01623 |  |  |  | 0 |  | 1 | CAPACITY |  |  |  | 1
251828 | CLNTESP1 | 0 | 212 | 76 | -10 | 10 | 0 |  |  | -0.01625 |  |  |  | 0.05 |  | 1 | NEWENERGY |  |  |  | 1
923852 | AB2-025 E | 230 | 345 | 75 | 0 | 6.2 | 0 |  |  | -0.01629 |  |  |  | 0 |  | 1 | NEWENERGY | AB2-025 |  |  | 1
316315 | AB2-025 C | 230 | 345 | 75 | 0 | 13.65 | 11.36 |  |  | -0.01629 |  |  |  | 0 |  | 1 | CAPACITY | AB2-025 |  |  | 1
243415 | 05WWVSTA | 69 | 205 | 61 | 60 | 96 | 79.9 |  |  | -0.01632 |  |  |  | 0.15891 |  | 1 | CAPACITY |  |  |  | 1
901082 | W1-029 E | 230 | 345 | 74 | 0 | 169 | 0 |  |  | -0.01645 |  |  |  | 0 |  | 1 | NEWENERGY | W1-029 |  |  | 1
315605 | 6W1-029WIND | 230 | 345 | 74 | 0 | 27 | 22.47 |  |  | -0.01645 |  |  |  | 0 |  | 1 | CAPACITY | W1-029 |  |  | 1
917122 | Z2-027 E | 230 | 345 | 75 | 0 | 6 | 0 |  |  | -0.01654 |  |  |  | 0 |  | 1 | NEWENERGY | Z2-027 |  |  | 1
316321 | Z2-027 C | 230 | 345 | 75 | 0 | 12.6 | 10.49 |  |  | -0.01654 |  |  |  | 0 |  | 1 | CAPACITY | Z2-027 |  |  | 1
913392 | Y1-086 E | 230 | 345 | 75 | 0 | 12.4 | 0 |  |  | -0.0166 |  |  |  | 0 |  | 1 | NEWENERGY | Y1-086 |  |  | 1
923832 | AB2-022 E | 230 | 345 | 75 | 0 | 7 | 0 |  |  | -0.0166 |  |  |  | 0 |  | 1 | NEWENERGY | AB2-022 |  |  | 1
313526 | AB2-022 C | 230 | 345 | 75 | 0 | 13 | 10.82 |  |  | -0.0166 |  |  |  | 0 |  | 1 | CAPACITY | AB2-022 |  |  | 1
316320 | Y1-086 C | 230 | 345 | 75 | 0 | 7.6 | 6.32 |  |  | -0.0166 |  |  |  | 0 |  | 1 | CAPACITY | Y1-086 |  |  | 1
314632 | 6AYDLETT TAP | 230 | 345 | 75 | 0 | 7.61 | 0 |  |  | -0.01673 |  |  |  | 0 |  | 1 | NEWENERGY |  |  |  | 1
957492 | AF2-043 E | 230 | 345 | 75 | 0 | 8 | 0 |  |  | -0.01675 |  |  |  | 0 |  | 1 | NEWENERGY | AF2-043 |  |  | 1
943612 | AF1-032 E | 230 | 345 | 75 | 0 | 5.2 | 0 |  |  | -0.01675 |  |  |  | 0 |  | 1 | NEWENERGY | AF1-032 |  |  | 1
316305 | AF2-043 C | 230 | 345 | 75 | 0 | 12 | 9.99 |  |  | -0.01675 |  |  |  | 0 |  | 1 | CAPACITY | AF2-043 |  |  | 1
316246 | AF1-032 C | 230 | 345 | 75 | 0 | 9.8 | 8.16 |  |  | -0.01675 |  |  |  | 0 |  | 1 | CAPACITY | AF1-032 |  |  | 1
919153 | AA1-139 E2 | 0.69 | 345 | 75 | 0 | 18 | 0 |  |  | -0.01678 |  |  |  | 0 |  | 1 | NEWENERGY | AA1-139 |  |  | 1
919152 | AA1-139 E1 | 0.69 | 345 | 75 | 0 | 18 | 0 |  |  | -0.01678 |  |  |  | 0 |  | 1 | NEWENERGY | AA1-139 |  |  | 1
316017 | AA1-139 ULT1 | 0.69 | 345 | 75 | 0 | 37.1 | 30.88 |  |  | -0.01678 |  |  |  | 0 |  | 1 | CAPACITY | AA1-139 |  |  | 1
316018 | AA1-139 ULT2 | 0.69 | 345 | 75 | 0 | 37.1 | 30.88 |  |  | -0.01678 |  |  |  | 0 |  | 1 | CAPACITY | AA1-139 |  |  | 1
932596 | AC2-079 E | 0.64 | 345 | 75 | 0 | 52.7 | 0 |  |  | -0.01681 |  |  |  | 0 |  | 1 | NEWENERGY | AC2-079 |  |  | 1
937226 | AE2-253 E | 0.63 | 345 | 75 | 0 | 32.7 | 0 |  |  | -0.01681 |  |  |  | 0 |  | 1 | NEWENERGY | AE2-253 |  |  | 1
936666 | AD2-085 E | 0.39 | 345 | 75 | 0 | 31.6 | 0 |  |  | -0.01682 |  |  |  | 0 |  | 1 | NEWENERGY | AD2-085 |  |  | 1
937222 | AD2-160 E | 0.63 | 345 | 75 | 0 | 17.2 | 0 |  |  | -0.01681 |  |  |  | 0 |  | 1 | NEWENERGY | AD2-160 |  |  | 1
316388 | AE2-253 GEN | 0.63 | 345 | 75 | 0 | 67.3 | 56.01 |  |  | -0.01681 |  |  |  | 0 |  | 1 | CAPACITY | AE2-253 |  |  | 1
316339 | AD2-160 C | 0.63 | 345 | 75 | 0 | 32.8 | 27.3 |  |  | -0.01681 |  |  |  | 0 |  | 1 | CAPACITY | AD2-160 |  |  | 1
316311 | AC2-079 C | 0.64 | 345 | 75 | 0 | 32.3 | 26.88 |  |  | -0.01681 |  |  |  | 0 |  | 1 | CAPACITY | AC2-079 |  |  | 1
316349 | AD2-085 C | 0.39 | 345 | 75 | 0 | 19.4 | 16.15 |  |  | -0.01682 |  |  |  | 0 |  | 1 | CAPACITY | AD2-085 |  |  | 1
247250 | 05HRKG2S | 18 | 205 | 58 | 0 | 296.5 | 246.76 |  |  | -0.01687 |  |  |  | 0 |  | 1 | CAPACITY | Hanging Rock 2 |  |  | 1
247247 | 05HRKG1S | 18 | 205 | 58 | 0 | 296.2 | 246.51 |  |  | -0.01687 |  |  |  | 0 |  | 1 | CAPACITY | Hanging Rock 1 |  |  | 1
247245 | 05HRKG1A | 18 | 205 | 58 | 0 | 185.6 | 154.46 |  |  | -0.01687 |  |  |  | 0.02619 |  | 1 | CAPACITY | Hanging Rock 1 |  |  | 1
247246 | 05HRKG1B | 18 | 205 | 58 | 0 | 185.6 | 154.46 |  |  | -0.01687 |  |  |  | 0 |  | 1 | CAPACITY | Hanging Rock 1 |  |  | 1
247248 | 05HRKG2A | 18 | 205 | 58 | 0 | 185.4 | 154.3 |  |  | -0.01687 |  |  |  | 0.02619 |  | 1 | CAPACITY | Hanging Rock 2 |  |  | 1
247249 | 05HRKG2B | 18 | 205 | 58 | 0 | 175 | 145.64 |  |  | -0.01687 |  |  |  | 0 |  | 1 | CAPACITY | Hanging Rock 2 |  |  | 1
314550 | 6HICKORY | 230 | 345 | 75 | 0 | 12.18 | 0 |  |  | -0.01687 |  |  |  | 0 |  | 1 | NEWENERGY |  |  |  | 1
314525 | 6KINGFORK | 230 | 345 | 75 | 0 | 5.71 | 0 |  |  | -0.01688 |  |  |  | 0 |  | 1 | NEWENERGY |  |  |  | 1
935112 | AD1-144 E | 230 | 345 | 75 | 0 | 5.3 | 0 |  |  | -0.01688 |  |  |  | 0 |  | 1 | NEWENERGY | AD1-144 |  |  | 1
316072 | AD1-144 C | 230 | 345 | 75 | 0 | 9.7 | 8.07 |  |  | -0.01688 |  |  |  | 0 |  | 1 | CAPACITY | AD1-144 |  |  | 1
934065 | AD1-033 E | 0.63 | 345 | 75 | 0 | 28 | 0 |  |  | -0.0169 |  |  |  | 0 |  | 1 | NEWENERGY | AD1-033 |  |  | 1
316185 | AD1-033 C | 0.63 | 345 | 75 | 0 | 42 | 34.95 |  |  | -0.0169 |  |  |  | 0 |  | 1 | CAPACITY | AD1-033 |  |  | 1
916192 | Z1-068 E | 230 | 345 | 74 | 0 | 10.5 | 0 |  |  | -0.01692 |  |  |  | 0 |  | 1 | NEWENERGY | Z1-068 |  |  | 1
925522 | AC1-027 E | 115 | 345 | 75 | 0 | 6.4 | 0 |  |  | -0.01692 |  |  |  | 0 |  | 1 | NEWENERGY | AC1-027 |  |  | 1
316316 | AC1-027 C | 115 | 345 | 75 | 0 | 10.8 | 8.99 |  |  | -0.01692 |  |  |  | 0 |  | 1 | CAPACITY | AC1-027 |  |  | 1
314295 | 6BIRDNECK | 230 | 345 | 74 | 0 | 1.5 | 1.25 |  |  | -0.01692 |  |  |  | 0 |  | 1 | CAPACITY | Z1-068 |  |  | 1
315261 | 1GOSPORTB | 13.8 | 345 | 2 | 0 | 15.2 | 12.65 |  |  | -0.01696 |  |  |  | 0 |  | 1 | CAPACITY |  |  |  | 1
315262 | 1GOSPORTC | 13.8 | 345 | 2 | 0 | 12.9 | 10.74 |  |  | -0.01696 |  |  |  | 0.08416 |  | 1 | CAPACITY |  |  |  | 1
315260 | 1GOSPORTA | 13.8 | 345 | 2 | 0 | 11.9 | 9.9 |  |  | -0.01696 |  |  |  | 0 |  | 1 | CAPACITY |  |  |  | 1
314507 | 3THOMPSN | 115 | 345 | 65 | 0 | 11.28 | 9.39 |  |  | -0.01695 |  |  |  | 0 |  | 1 | CAPACITY | VIRGINIA BEACH LF_A |  |  | 1
932046 | AC2-012 E | 0.6 | 345 | 75 | 0 | 93 | 0 |  |  | -0.01696 |  |  |  | 0 |  | 1 | NEWENERGY | AC2-012 |  |  | 1
316416 | AF2-057 | 115 | 345 | 76 | 0 | 20 | 0 |  |  | -0.01696 |  |  |  | 0.0975 |  | 1 | MTX |  |  |  | 1
315110 | 1ELIZAR3 | 13.8 | 345 | 30 | 26 | 110.8 | 92.21 |  |  | -0.01696 |  |  |  | 0.08416 |  | 1 | CAPACITY |  |  |  | 1
315108 | 1ELIZAR1 | 13.8 | 345 | 30 | 26 | 109.4 | 91.05 |  |  | -0.01696 |  |  |  | 0.08416 |  | 1 | CAPACITY |  |  |  | 1
315109 | 1ELIZAR2 | 13.8 | 345 | 30 | 26 | 107.5 | 89.47 |  |  | -0.01696 |  |  |  | 0.08416 |  | 1 | CAPACITY |  |  |  | 1
316375 | AC2-012 C | 0.6 | 345 | 75 | 0 | 57 | 47.44 |  |  | -0.01696 |  |  |  | 0 |  | 1 | CAPACITY | AC2-012 |  |  | 1
926662 | AC1-147 E | 115 | 345 | 75 | 0 | 7.4 | 0 |  |  | -0.01696 |  |  |  | 0 |  | 1 | NEWENERGY | AC1-147 |  |  | 1
315099 | 1CHESPKB | 13.8 | 345 | 20 | 0 | 24.7 | 20.56 |  |  | -0.01696 |  |  |  | 0.16124 |  | 1 | CAPACITY |  |  |  | 1
315098 | 1CHESPKA | 13.8 | 345 | 20 | 0 | 14.9 | 12.4 |  |  | -0.01696 |  |  |  | 0.08416 |  | 1 | CAPACITY |  |  |  | 1
316036 | AC1-147 C | 115 | 345 | 75 | 0 | 12.6 | 10.49 |  |  | -0.01696 |  |  |  | 0 |  | 1 | CAPACITY | AC1-147 |  |  | 1
316084 | AB2-161 E | 0.55 | 345 | 75 | 0 | 31 | 0 |  |  | -0.01702 |  |  |  | 0 |  | 1 | NEWENERGY | AB2-161 |  |  | 1
934576 | AD1-082 E | 0.55 | 345 | 75 | 0 | 24.7 | 0 |  |  | -0.01702 |  |  |  | 0 |  | 1 | NEWENERGY | AD1-082 |  |  | 1
316381 | AD1-082 C | 0.55 | 345 | 75 | 0 | 43.3 | 36.04 |  |  | -0.01702 |  |  |  | 0 |  | 1 | CAPACITY | AD1-082 |  |  | 1
316083 | AB2-161 C | 0.55 | 345 | 75 | 0 | 19 | 15.81 |  |  | -0.01702 |  |  |  | 0 |  | 1 | CAPACITY | AB2-161 |  |  | 1
926755 | AC1-161 E | 0.44 | 345 | 75 | 0 | 71.8 | 0 |  |  | -0.0171 |  |  |  | 0 |  | 1 | NEWENERGY | AC1-161 |  |  | 1
316294 | AC1-161 C | 0.44 | 345 | 75 | 0 | 168.2 | 139.98 |  |  | -0.0171 |  |  |  | 0 |  | 1 | CAPACITY | AC1-161 |  |  | 1
314331 | 6POE | 230 | 345 | 75 | 0 | 7.54 | 0 |  |  | -0.01712 |  |  |  | 0 |  | 1 | NEWENERGY |  |  |  | 1
939312 | AE1-162 E | 230 | 345 | 75 | 0 | 8 | 0 |  |  | -0.01714 |  |  |  | 0 |  | 1 | NEWENERGY | AE1-162 |  |  | 1
316236 | AE1-162 C | 230 | 345 | 75 | 0 | 12 | 9.99 |  |  | -0.01714 |  |  |  | 0 |  | 1 | CAPACITY | AE1-162 |  |  | 1
932844 | AC2-111 E | 0.39 | 205 | 75 | 0 | 51.11 | 0 |  |  | -0.01716 |  |  |  | 0 |  | 1 | NEWENERGY | AC2-111 |  |  | 1
270222 | AC2-111 C | 0.39 | 205 | 75 | 0 | 30.4 | 25.3 |  |  | -0.01716 |  |  |  | 0 |  | 1 | CAPACITY | AC2-111 |  |  | 1
315116 | 1SURRY 1 | 22 | 345 | 40 | 189 | 844.6 | 702.91 |  |  | -0.01725 |  |  |  | 0.01278 |  | 1 | CAPACITY |  |  |  | 1
315120 | 1GRAVEL4 | 13.8 | 345 | 29 | 40 | 86.9 | 72.32 |  |  | -0.01725 |  |  |  | 0.08416 |  | 1 | CAPACITY |  |  |  | 1
315122 | 1GRAVEL6 | 13.8 | 345 | 29 | 40 | 86.8 | 72.24 |  |  | -0.01725 |  |  |  | 0.08416 |  | 1 | CAPACITY |  |  |  | 1
315119 | 1GRAVEL3 | 13.8 | 345 | 29 | 40 | 85.8 | 71.41 |  |  | -0.01725 |  |  |  | 0.08416 |  | 1 | CAPACITY |  |  |  | 1
315121 | 1GRAVEL5 | 13.8 | 345 | 29 | 40 | 85.8 | 71.41 |  |  | -0.01725 |  |  |  | 0.08416 |  | 1 | CAPACITY |  |  |  | 1
315117 | 1GRAVELC | 13.8 | 345 | 20 | 0 | 29.5 | 24.55 |  |  | -0.01725 |  |  |  | 0.16124 |  | 1 | CAPACITY |  |  |  | 1
943622 | AF1-033 E | 230 | 345 | 75 | 0 | 6.8 | 0 |  |  | -0.01727 |  |  |  | 0 |  | 1 | NEWENERGY | AF1-033 |  |  | 1
940902 | AE2-079 E | 230 | 345 | 75 | 0 | 6.8 | 0 |  |  | -0.01727 |  |  |  | 0 |  | 1 | NEWENERGY | AE2-079 |  |  | 1
940892 | AE2-078 E | 230 | 345 | 75 | 0 | 6.8 | 0 |  |  | -0.01727 |  |  |  | 0 |  | 1 | NEWENERGY | AE2-078 |  |  | 1
316247 | AF1-033 C | 230 | 345 | 75 | 0 | 13.2 | 10.99 |  |  | -0.01727 |  |  |  | 0 |  | 1 | CAPACITY | AF1-033 |  |  | 1
316241 | AE2-078 C | 230 | 345 | 75 | 0 | 13.2 | 10.99 |  |  | -0.01727 |  |  |  | 0 |  | 1 | CAPACITY | AE2-078 |  |  | 1
316242 | AE2-079 C | 230 | 345 | 75 | 0 | 13.2 | 10.99 |  |  | -0.01727 |  |  |  | 0 |  | 1 | CAPACITY | AE2-079 |  |  | 1
315233 | 1SURRY 2 | 22 | 345 | 40 | 189 | 843.5 | 702 |  |  | -0.01728 |  |  |  | 0.01278 |  | 1 | CAPACITY |  |  |  | 1
924032 | AB2-045 E | 230 | 345 | 75 | 0 | 6.3 | 0 |  |  | -0.01738 |  |  |  | 0 |  | 1 | NEWENERGY | AB2-045 |  |  | 1
316322 | AB2-045 C | 230 | 345 | 75 | 0 | 11.43 | 9.51 |  |  | -0.01738 |  |  |  | 0 |  | 1 | CAPACITY | AB2-045 |  |  | 1
924814 | AB2-134 E | 0.63 | 345 | 75 | 0 | 70.6 | 0 |  |  | -0.0174 |  |  |  | 0 |  | 1 | NEWENERGY | AB2-134 |  |  | 1
927226 | AC1-216 E | 0.6 | 345 | 75 | 0 | 43.1 | 0 |  |  | -0.0174 |  |  |  | 0 |  | 1 | NEWENERGY | AC1-216 |  |  | 1
316033 | AB2-134 GEN | 0.63 | 345 | 75 | 0 | 71.8 | 59.76 |  |  | -0.0174 |  |  |  | 0 |  | 1 | CAPACITY | AB2-134 |  |  | 1
316369 | AC1-216 C | 0.6 | 345 | 75 | 0 | 54.8 | 45.61 |  |  | -0.0174 |  |  |  | 0 |  | 1 | CAPACITY | AC1-216 |  |  | 1
314421 | 6WINCHST | 230 | 345 | 64 | 0 | 4.5 | 3.74 |  |  | -0.01741 |  |  |  | 0 |  | 1 | CAPACITY |  |  |  | 1
315092 | 1YORKTN3 | 25 | 345 | 26 | 190 | 787.1 | 655.06 |  |  | -0.01744 |  |  |  | 0.08416 |  | 1 | CAPACITY |  |  |  | 1
316109 | AB2-160 E | 0.55 | 345 | 75 | 0 | 49.6 | 0 |  |  | -0.01745 |  |  |  | 0 |  | 1 | NEWENERGY | AB2-160 |  |  | 1
316108 | AB2-160 C | 0.55 | 345 | 75 | 0 | 30.4 | 25.3 |  |  | -0.01745 |  |  |  | 0 |  | 1 | CAPACITY | AB2-160 |  |  | 1
925332 | AB2-190 E | 230 | 345 | 75 | 0 | 48 | 0 |  |  | -0.01748 |  |  |  | 0 |  | 1 | NEWENERGY | AB2-190 |  |  | 1
316132 | AB2-190 C | 230 | 345 | 75 | 0 | 112 | 93.21 |  |  | -0.01748 |  |  |  | 0 |  | 1 | CAPACITY | AB2-190 |  |  | 1
942162 | AE2-228 E | 230 | 345 | 75 | 0 | 10 | 0 |  |  | -0.01751 |  |  |  | 0 |  | 1 | NEWENERGY | AE2-228 |  |  | 1
316301 | AE2-228 C | 230 | 345 | 75 | 0 | 15 | 12.48 |  |  | -0.01751 |  |  |  | 0 |  | 1 | CAPACITY | AE2-228 |  |  | 1
253317 | AC1-085 B_E | 0.6 | 209 | 75 | 0 | 124 | 0 |  |  | -0.01753 |  |  |  | 0 |  | 1 | NEWENERGY | AC1-085 |  |  | 1
253314 | AC1-085 A_E | 0.6 | 209 | 75 | 0 | 124 | 0 |  |  | -0.01753 |  |  |  | 0 |  | 1 | NEWENERGY | AC1-085 |  |  | 1
253313 | AC1-085 A_C | 0.6 | 209 | 75 | 0 | 76 | 63.25 |  |  | -0.01753 |  |  |  | 0 |  | 1 | CAPACITY | AC1-085 |  |  | 1
253316 | AC1-085 B_C | 0.6 | 209 | 75 | 0 | 76 | 63.25 |  |  | -0.01753 |  |  |  | 0 |  | 1 | CAPACITY | AC1-085 |  |  | 1
946262 | AF1-291 E | 230 | 345 | 75 | 0 | 8 | 0 |  |  | -0.01752 |  |  |  | 0 |  | 1 | NEWENERGY | AF1-291 |  |  | 1
316240 | AF1-291 C | 230 | 345 | 75 | 0 | 12 | 9.99 |  |  | -0.01752 |  |  |  | 0 |  | 1 | CAPACITY | AF1-291 |  |  | 1
315073 | 1STONECA | 13.2 | 345 | 1 | 0 | 38.4 | 0 |  |  | -0.01759 |  |  |  | 0.08416 |  | 1 | NEW |  |  |  | 1
315080 | 1HOPHCF4 | 13.8 | 345 | 58 | 57 | 126 | 104.86 |  |  | -0.01759 |  |  |  | 0 |  | 1 | CAPACITY | HOPEWELL HCF |  |  | 1
315077 | 1HOPHCF1 | 13.8 | 345 | 58 | 37 | 83 | 69.08 |  |  | -0.01759 |  |  |  | 0.02619 |  | 1 | CAPACITY | HOPEWELL HCF |  |  | 1
315078 | 1HOPHCF2 | 13.8 | 345 | 58 | 37 | 83 | 69.08 |  |  | -0.01759 |  |  |  | 0 |  | 1 | CAPACITY | HOPEWELL HCF |  |  | 1
315079 | 1HOPHCF3 | 13.8 | 345 | 58 | 37 | 83 | 69.08 |  |  | -0.01759 |  |  |  | 0 |  | 1 | CAPACITY | HOPEWELL HCF |  |  | 1
315076 | 1HOPPOLC | 13.8 | 345 | 2 | 15 | 52.2 | 43.44 |  |  | -0.01759 |  |  |  | 0.08416 |  | 1 | CAPACITY |  |  |  | 1
962962 | AG1-145 E | 230 | 345 | 75 | 0 | 8 | 0 |  |  | -0.01766 |  |  |  | 0 |  | 1 | NEWENERGY | AG1-145 |  |  | 1
316160 | AE1-175 E | 230 | 345 | 75 | 0 | 6.6 | 0 |  |  | -0.01766 |  |  |  | 0 |  | 1 | NEWENERGY | AE1-175 |  |  | 1
316159 | AE1-175 C | 230 | 345 | 75 | 0 | 13.3 | 11.07 |  |  | -0.01766 |  |  |  | 0 |  | 1 | CAPACITY | AE1-175 |  |  | 1
316382 | AG1-145 C | 230 | 345 | 75 | 0 | 12 | 9.99 |  |  | -0.01766 |  |  |  | 0 |  | 1 | CAPACITY | AG1-145 |  |  | 1
243764 | AC2-172 GEN1 | 22 | 205 | 13 | 100 | 295.4 | 245.85 |  |  | -0.01775 |  |  |  | 0.08416 |  | 1 | CAPACITY |  |  |  | 1
315061 | 1CHESTG7 | 13.8 | 345 | 58 | 68 | 130.7 | 108.77 |  |  | -0.01788 |  |  |  | 0.02619 |  | 1 | CAPACITY | Chesterfield 7 |  |  | 1
315063 | 1CHESTG8 | 13.8 | 345 | 58 | 63 | 128.6 | 107.03 |  |  | -0.01788 |  |  |  | 0.02619 |  | 1 | CAPACITY | Chesterfield 8 |  |  | 1
315064 | 1CHESTS8 | 13.8 | 345 | 58 | 9 | 66.2 | 55.09 |  |  | -0.01788 |  |  |  | 0 |  | 1 | CAPACITY | Chesterfield 8 |  |  | 1
315062 | 1CHESTS7 | 13.8 | 345 | 58 | 32 | 60 | 49.94 |  |  | -0.01788 |  |  |  | 0 |  | 1 | CAPACITY | Chesterfield 7 |  |  | 1
315193 | 1BEARGRDN S1 | 18 | 345 | 58 | 30 | 246.7 | 205.31 |  |  | -0.01794 |  |  |  | 0 |  | 1 | CAPACITY | BEAR GARDEN |  |  | 1
315192 | 1BEARGRDN G2 | 18 | 345 | 58 | 30 | 190.7 | 158.71 |  |  | -0.01794 |  |  |  | 0 |  | 1 | CAPACITY | BEAR GARDEN |  |  | 1
315191 | 1BEARGRDN G1 | 18 | 345 | 58 | 30 | 190.7 | 158.71 |  |  | -0.01794 |  |  |  | 0.02619 |  | 1 | CAPACITY | BEAR GARDEN |  |  | 1
316157 | AD2-030 E | 115 | 345 | 75 | 0 | 6.7 | 0 |  |  | -0.01794 |  |  |  | 0 |  | 1 | NEWENERGY | AD2-030 |  |  | 1
314243 | 3PROV 92 | 115 | 345 | 65 | 0 | 16.1 | 13.4 |  |  | -0.01794 |  |  |  | 0.54142 |  | 1 | CAPACITY | CHARLES CITY_LF |  |  | 1
316156 | AD2-030 C | 115 | 345 | 75 | 0 | 13.1 | 10.9 |  |  | -0.01794 |  |  |  | 0 |  | 1 | CAPACITY | AD2-030 |  |  | 1
316280 | AD1-041 C | 0.55 | 345 | 75 | 0 | 30 | 0 |  |  | -0.01795 |  |  |  | 0 |  | 1 | NEW | AD1-041 |  |  | 1
934146 | AD1-041 E | 0.55 | 345 | 75 | 0 | 20 | 0 |  |  | -0.01795 |  |  |  | 0 |  | 1 | NEWENERGY | AD1-041 |  |  | 1
315086 | 1SPRUNCD | 13.8 | 345 | 56 | 0 | 5.5 | 4.58 |  |  | -0.01794 |  |  |  | 0 |  | 1 | CAPACITY |  |  |  | 1
315085 | 1SPRUNCC | 13.8 | 345 | 56 | 0 | 5.5 | 4.58 |  |  | -0.01794 |  |  |  | 0 |  | 1 | CAPACITY |  |  |  | 1
925865 | AC1-065 E | 0.39 | 345 | 75 | 0 | 31 | 0 |  |  | -0.01795 |  |  |  | 0 |  | 1 | NEWENERGY | AC1-065 |  |  | 1
316201 | AC1-065 C | 0.39 | 345 | 75 | 0 | 56.6 | 47.1 |  |  | -0.01795 |  |  |  | 0 |  | 1 | CAPACITY | AC1-065 |  |  | 1
314184 | 3SHACKLE | 115 | 345 | 64 | 0 | 18.2 | 15.15 |  |  | -0.01795 |  |  |  | 0.22885 |  | 1 | CAPACITY |  |  |  | 1
942152 | AE2-227 E | 230 | 345 | 75 | 0 | 10 | 0 |  |  | -0.01798 |  |  |  | 0 |  | 1 | NEWENERGY | AE2-227 |  |  | 1
934392 | AD1-063 E | 230 | 345 | 75 | 0 | 6 | 0 |  |  | -0.01797 |  |  |  | 0 |  | 1 | NEWENERGY | AD1-063 |  |  | 1
316304 | AE2-227 C | 230 | 345 | 75 | 0 | 15 | 12.48 |  |  | -0.01798 |  |  |  | 0 |  | 1 | CAPACITY | AE2-227 |  |  | 1
314309 | 6IRON208 | 230 | 345 | 65 | 0 | 14.9 | 12.4 |  |  | -0.01798 |  |  |  | 0.32282 |  | 1 | CAPACITY | CHESTERFIELD LF_A |  |  | 1
316059 | AD1-063 C | 230 | 345 | 75 | 0 | 9 | 7.49 |  |  | -0.01797 |  |  |  | 0 |  | 1 | CAPACITY | AD1-063 |  |  | 1
316336 | AC2-165 C | 230 | 345 | 75 | 0 | 57 | 0 |  |  | -0.01799 |  |  |  | 0 |  | 1 | NEW | AC2-165 |  |  | 1
933502 | AC2-165 E | 230 | 345 | 75 | 0 | 42.9 | 0 |  |  | -0.01799 |  |  |  | 0 |  | 1 | NEWENERGY | AC2-165 |  |  | 1
313053 | 6PAPERMILL | 230 | 345 | 77 | 12 | 37 | 0 |  |  | -0.01799 |  |  |  | 0 |  | 1 | NEWENERGY |  |  |  | 1
923842 | AB2-024 E | 230 | 345 | 75 | 0 | 6.2 | 0 |  |  | -0.01799 |  |  |  | 0 |  | 1 | NEWENERGY | AB2-024 |  |  | 1
316314 | AB2-024 C | 230 | 345 | 75 | 0 | 10 | 8.32 |  |  | -0.01799 |  |  |  | 0 |  | 1 | CAPACITY | AB2-024 |  |  | 1
958502 | AF2-144 E | 230 | 345 | 75 | 0 | 6.8 | 0 |  |  | -0.018 |  |  |  | 0 |  | 1 | NEWENERGY |  |  |  | 1
923862 | AB2-026 E | 230 | 345 | 75 | 0 | 6.2 | 0 |  |  | -0.018 |  |  |  | 0 |  | 1 | NEWENERGY | AB2-026 |  |  | 1
938562 | AE1-075 E | 230 | 345 | 75 | 0 | 5.9 | 0 |  |  | -0.018 |  |  |  | 0 |  | 1 | NEWENERGY | AE1-075 |  |  | 1
316313 | AB2-026 C | 230 | 345 | 75 | 0 | 13.08 | 10.89 |  |  | -0.018 |  |  |  | 0 |  | 1 | CAPACITY | AB2-026 |  |  | 1
316258 | AE1-075 C | 230 | 345 | 75 | 0 | 12 | 9.99 |  |  | -0.018 |  |  |  | 0 |  | 1 | CAPACITY | AE1-075 |  |  | 1
316405 | AF2-144 C | 230 | 345 | 75 | 0 | 10.2 | 8.49 |  |  | -0.018 |  |  |  | 0 |  | 1 | CAPACITY |  |  |  | 1
247225 | 05FTHLG2 | 18 | 205 | 57 | 120 | 173.8 | 144.64 |  |  | -0.01802 |  |  |  | 0.06171 |  | 1 | CAPACITY |  |  |  | 1
247224 | 05FTHLG1 | 18 | 205 | 57 | 120 | 173.7 | 144.56 |  |  | -0.01802 |  |  |  | 0.06171 |  | 1 | CAPACITY |  |  |  | 1
247231 | 05RIVRG2 | 18 | 205 | 57 | 120 | 171.5 | 142.73 |  |  | -0.01802 |  |  |  | 0.06171 |  | 1 | CAPACITY |  |  |  | 1
247230 | 05RIVRG1 | 18 | 205 | 57 | 120 | 171.5 | 142.73 |  |  | -0.01802 |  |  |  | 0.06171 |  | 1 | CAPACITY |  |  |  | 1
247232 | 05RIVRG3 | 18 | 205 | 57 | 120 | 171.5 | 142.73 |  |  | -0.01802 |  |  |  | 0.06171 |  | 1 | CAPACITY |  |  |  | 1
926785 | AC1-164_E | 0.44 | 345 | 75 | 91 | 104.6 | 0 |  |  | -0.01803 |  |  |  | 0 |  | 1 | NEWENERGY | AC1-164 |  |  | 1
316169 | AC1-164 GEN | 0.44 | 345 | 75 | 182 | 220.8 | 183.76 |  |  | -0.01803 |  |  |  | 0 |  | 1 | CAPACITY | AC1-164 |  |  | 1
316303 | AF2-085 | 230 | 345 | 76 | 0 | 20 | 0 |  |  | -0.01804 |  |  |  | 0.0975 |  | 1 | MTX |  |  |  | 1
313811 | 6ELKO L286 | 230 | 345 | 75 | 0 | 7.61 | 0 |  |  | -0.01806 |  |  |  | 0 |  | 1 | NEWENERGY |  |  |  | 1
316076 | AC2-137 E | 230 | 345 | 75 | 0 | 7.4 | 0 |  |  | -0.01806 |  |  |  | 0 |  | 1 | NEWENERGY | AC2-137 |  |  | 1
938552 | AE1-074 E | 230 | 345 | 75 | 0 | 6.7 | 0 |  |  | -0.01805 |  |  |  | 0 |  | 1 | NEWENERGY | AE1-074 |  |  | 1
316233 | AE1-074 C | 230 | 345 | 75 | 0 | 13.3 | 11.07 |  |  | -0.01805 |  |  |  | 0 |  | 1 | CAPACITY | AE1-074 |  |  | 1
316075 | AC2-137 C | 230 | 345 | 75 | 0 | 12.7 | 10.57 |  |  | -0.01806 |  |  |  | 0 |  | 1 | CAPACITY | AC2-137 |  |  | 1
962192 | AG1-064 E | 230 | 345 | 76 | 0 | 11.1 | 0 |  |  | -0.01806 |  |  |  | 0.0975 |  | 1 | MTX |  |  |  | 1
962202 | AG1-065 E | 230 | 345 | 76 | -11.1 | 11.1 | 0 |  |  | -0.01806 |  |  |  | 0.0975 |  | 1 | MTX |  |  |  | 1
316390 | AG1-065 C | 230 | 345 | 76 | 0 | 8 | 0 |  |  | -0.01806 |  |  |  | 0.0975 |  | 1 | MTX |  |  |  | 1
316389 | AG1-064 C | 230 | 345 | 76 | 0 | 8 | 0 |  |  | -0.01806 |  |  |  | 0.0975 |  | 1 | MTX |  |  |  | 1
315070 | 1DARBY 4 | 13.8 | 345 | 29 | 40 | 86 | 71.57 |  |  | -0.01809 |  |  |  | 0.08416 |  | 1 | CAPACITY |  |  |  | 1
315069 | 1DARBY 3 | 13.8 | 345 | 29 | 40 | 85.9 | 71.49 |  |  | -0.01809 |  |  |  | 0.08416 |  | 1 | CAPACITY |  |  |  | 1
315068 | 1DARBY 2 | 13.8 | 345 | 29 | 40 | 85.6 | 71.24 |  |  | -0.01809 |  |  |  | 0.08416 |  | 1 | CAPACITY |  |  |  | 1
315067 | 1DARBY 1 | 13.8 | 345 | 29 | 40 | 85.5 | 71.16 |  |  | -0.01809 |  |  |  | 0.08416 |  | 1 | CAPACITY |  |  |  | 1
314236 | 6NRTHEST | 230 | 345 | 64 | 0 | 6.2 | 5.16 |  |  | -0.0181 |  |  |  | 0 |  | 1 | CAPACITY |  |  |  | 1
247321 | 05GRNGG2 | 13.8 | 205 | 57 | 25 | 53 | 44.11 |  |  | -0.01816 |  |  |  | 0.06171 |  | 1 | CAPACITY |  |  |  | 1
247325 | 05GRNGG6 | 13.8 | 205 | 57 | 25 | 53 | 44.11 |  |  | -0.01816 |  |  |  | 0.06171 |  | 1 | CAPACITY |  |  |  | 1
247322 | 05GRNGG3 | 13.8 | 205 | 57 | 25 | 53 | 44.11 |  |  | -0.01816 |  |  |  | 0.06171 |  | 1 | CAPACITY |  |  |  | 1
247323 | 05GRNGG4 | 13.8 | 205 | 57 | 25 | 53 | 44.11 |  |  | -0.01816 |  |  |  | 0.06171 |  | 1 | CAPACITY |  |  |  | 1
247324 | 05GRNGG5 | 13.8 | 205 | 57 | 25 | 53 | 44.11 |  |  | -0.01816 |  |  |  | 0.06171 |  | 1 | CAPACITY |  |  |  | 1
247320 | 05GRNGG1 | 13.8 | 205 | 57 | 25 | 53 | 44.11 |  |  | -0.01816 |  |  |  | 0.06171 |  | 1 | CAPACITY |  |  |  | 1
939246 | AE1-155 E | 0.63 | 345 | 75 | 0 | 51 | 0 |  |  | -0.01822 |  |  |  | 0 |  | 1 | NEWENERGY | AE1-155 |  |  | 1
316404 | AE1-155 C | 0.63 | 345 | 75 | 0 | 76 | 63.25 |  |  | -0.01822 |  |  |  | 0 |  | 1 | CAPACITY | AE1-155 |  |  | 1
930122 | AB1-027 E | 230 | 345 | 75 | 0 | 7.5 | 0 |  |  | -0.01821 |  |  |  | 0 |  | 1 | NEWENERGY | AB1-027 |  |  | 1
926412 | AC1-112 E | 230 | 345 | 75 | 0 | 6.1 | 0 |  |  | -0.01821 |  |  |  | 0 |  | 1 | NEWENERGY | AC1-112 |  |  | 1
316312 | AB1-027 C | 230 | 345 | 75 | 0 | 17.5 | 14.56 |  |  | -0.01821 |  |  |  | 0 |  | 1 | CAPACITY | AB1-027 |  |  | 1
316004 | AC1-112 C | 230 | 345 | 75 | 0 | 10.9 | 9.07 |  |  | -0.01821 |  |  |  | 0 |  | 1 | CAPACITY | AC1-112 |  |  | 1
965232 | AG1-388 E | 230 | 345 | 75 | 0 | 8 | 0 |  |  | -0.01825 |  |  |  | 0 |  | 1 | NEWENERGY | AG1-388 |  |  | 1
316417 | AG1-388 C | 230 | 345 | 75 | 0 | 12 | 9.99 |  |  | -0.01825 |  |  |  | 0 |  | 1 | CAPACITY | AG1-388 |  |  | 1
316078 | AC2-138 E | 115 | 345 | 75 | 0 | 6 | 0 |  |  | -0.01827 |  |  |  | 0 |  | 1 | NEWENERGY | AC2-138 |  |  | 1
314181 | 3NORNECK | 115 | 345 | 75 | 0 | 5.33 | 0 |  |  | -0.01827 |  |  |  | 0 |  | 1 | NEWENERGY |  |  |  | 1
315034 | 1NORNECKC1 | 13.2 | 345 | 20 | 0 | 24.9 | 20.72 |  |  | -0.01827 |  |  |  | 0.16124 |  | 1 | CAPACITY |  |  |  | 1
315035 | 1NORNECKC2 | 13.2 | 345 | 20 | 0 | 24 | 19.97 |  |  | -0.01827 |  |  |  | 0.16124 |  | 1 | CAPACITY |  |  |  | 1
316077 | AC2-138 C | 115 | 345 | 75 | 0 | 8.4 | 6.99 |  |  | -0.01827 |  |  |  | 0 |  | 1 | CAPACITY | AC2-138 |  |  | 1
314229 | 6MT RD221 | 230 | 345 | 64 | 0 | 4 | 3.33 |  |  | -0.01833 |  |  |  | 0 |  | 1 | CAPACITY |  |  |  | 1
246861 | 05CER G3 | 13.8 | 205 | 57 | 0 | 76.1 | 63.33 |  |  | -0.01837 |  |  |  | 0.06171 |  | 1 | CAPACITY |  |  |  | 1
246865 | 05CER G6 | 13.8 | 205 | 57 | 0 | 76 | 63.25 |  |  | -0.01837 |  |  |  | 0.06171 |  | 1 | CAPACITY |  |  |  | 1
246862 | 05CER G4 | 13.8 | 205 | 57 | 0 | 75.9 | 63.17 |  |  | -0.01837 |  |  |  | 0.06171 |  | 1 | CAPACITY |  |  |  | 1
246859 | 05CER G2 | 13.8 | 205 | 57 | 0 | 75.6 | 62.92 |  |  | -0.01837 |  |  |  | 0.06171 |  | 1 | CAPACITY |  |  |  | 1
246858 | 05CER G1 | 13.8 | 205 | 57 | 0 | 75.6 | 62.92 |  |  | -0.01837 |  |  |  | 0.06171 |  | 1 | CAPACITY |  |  |  | 1
246864 | 05CER G5 | 13.8 | 205 | 57 | 0 | 75.4 | 62.75 |  |  | -0.01837 |  |  |  | 0.06171 |  | 1 | CAPACITY |  |  |  | 1
270132 | AB1-180 C | 46 | 205 | 62 | 0 | 1.2 | 1 |  |  | -0.01838 |  |  |  | 0 |  | 1 | CAPACITY |  |  |  | 1
243827 | 05SUNCOKE | 69 | 205 | 11 | 0 | 54.8 | 45.61 |  |  | -0.01839 |  |  |  | 0.08416 |  | 1 | CAPACITY |  |  |  | 1
936582 | AD2-073 E | 230 | 345 | 75 | 0 | 6.6 | 0 |  |  | -0.01842 |  |  |  | 0 |  | 1 | NEWENERGY | AD2-073 |  |  | 1
316337 | AD2-073 C | 230 | 345 | 75 | 0 | 13.32 | 11.09 |  |  | -0.01842 |  |  |  | 0 |  | 1 | CAPACITY | AD2-073 |  |  | 1
926472 | AC1-118 E | 230 | 345 | 75 | 0 | 6.8 | 0 |  |  | -0.01857 |  |  |  | 0 |  | 1 | NEWENERGY | AC1-118 |  |  | 1
316223 | AC1-118 C | 230 | 345 | 75 | 0 | 13.2 | 10.99 |  |  | -0.01857 |  |  |  | 0 |  | 1 | CAPACITY | AC1-118 |  |  | 1
926452 | AC1-116 E | 230 | 345 | 75 | 0 | 7.8 | 0 |  |  | -0.01857 |  |  |  | 0 |  | 1 | NEWENERGY | AC1-116 |  |  | 1
316035 | AC1-116 C | 230 | 345 | 75 | 0 | 4.7 | 3.91 |  |  | -0.01857 |  |  |  | 0 |  | 1 | CAPACITY | AC1-116 |  |  | 1
918234 | AA1-038_E | 0.69 | 345 | 74 | 0 | 66.7 | 0 |  |  | -0.01863 |  |  |  | 0 |  | 1 | NEWENERGY | AA1-038 |  |  | 1
314860 | 4E MILL | 138 | 345 | 77 | 0 | 50 | 0 |  |  | -0.01863 |  |  |  | 0 |  | 1 | NEWENERGY |  |  |  | 1
316370 | X2-060 E | 138 | 345 | 65 | 0 | 30 | 0 |  |  | -0.01863 |  |  |  | 0.12185 |  | 1 | ENERGY |  |  |  | 1
342948 | 1LOVE HYDRO | 4.16 | 320 | 61 | 0 | 65.9 | 54.85 |  |  | -0.01864 |  |  |  | 0.22863 |  | 1 | CAPACITY |  |  |  | 1
315188 | 1LOWMORC | 13.2 | 345 | 20 | 0 | 25.2 | 20.97 |  |  | -0.01863 |  |  |  | 0.16124 |  | 1 | CAPACITY |  |  |  | 1
315186 | 1LOWMORA | 13.2 | 345 | 20 | 0 | 25.1 | 20.89 |  |  | -0.01863 |  |  |  | 0.16124 |  | 1 | CAPACITY |  |  |  | 1
315616 | AA1-038_C | 0.69 | 345 | 74 | 0 | 9.9 | 8.24 |  |  | -0.01863 |  |  |  | 0 |  | 1 | CAPACITY | AA1-038 |  |  | 1
313738 | 3CUSHAW | 115 | 345 | 60 | 0 | 5.5 | 4.58 |  |  | -0.01863 |  |  |  | 0 |  | 1 | CAPACITY |  |  |  | 1
315050 | 1FOURRIVERG | 18 | 345 | 57 | 20 | 170 | 141.48 |  |  | -0.01867 |  |  |  | 0.06171 |  | 1 | CAPACITY |  |  |  | 1
315051 | AA1-145 CT1 | 18 | 345 | 57 | 0 | 165.2 | 137.49 |  |  | -0.01866 |  |  |  | 0.06171 |  | 1 | CAPACITY |  |  |  | 1
315052 | AA1-145 CT2 | 18 | 345 | 57 | 0 | 165.1 | 137.4 |  |  | -0.01866 |  |  |  | 0.06171 |  | 1 | CAPACITY |  |  |  | 1
315045 | 1FOUR RIVERC | 13.8 | 345 | 58 | 70 | 126.7 | 105.44 |  |  | -0.01866 |  |  |  | 0 |  | 1 | CAPACITY | Doswell 5 |  |  | 1
315048 | 1FOUR RIVERF | 13.8 | 345 | 58 | 70 | 124.8 | 103.86 |  |  | -0.01866 |  |  |  | 0 |  | 1 | CAPACITY | Doswell 6 |  |  | 1
315043 | 1FOUR RIVERA | 13.8 | 345 | 58 | 30 | 103.7 | 86.3 |  |  | -0.01866 |  |  |  | 0.02619 |  | 1 | CAPACITY | Doswell 5 |  |  | 1
315044 | 1FOUR RIVERB | 13.8 | 345 | 58 | 30 | 103.7 | 86.3 |  |  | -0.01866 |  |  |  | 0 |  | 1 | CAPACITY | Doswell 5 |  |  | 1
315046 | 1FOUR RIVERD | 13.8 | 345 | 58 | 30 | 102.2 | 85.06 |  |  | -0.01866 |  |  |  | 0.02619 |  | 1 | CAPACITY | Doswell 6 |  |  | 1
315047 | 1FOUR RIVERE | 13.8 | 345 | 58 | 30 | 102.2 | 85.06 |  |  | -0.01866 |  |  |  | 0 |  | 1 | CAPACITY | Doswell 6 |  |  | 1
315206 | 1BATH 6F | 20.5 | 345 | 62 | 207 | 503.8 | 419.28 |  |  | -0.01884 |  |  |  | 0.02812 |  | 1 | CAPACITY |  |  |  | 1
315205 | 1BATH 5E | 20.5 | 345 | 62 | 207 | 502.8 | 418.45 |  |  | -0.01884 |  |  |  | 0.02812 |  | 1 | CAPACITY |  |  |  | 1
315203 | 1BATH 3C | 20.5 | 345 | 62 | 207 | 502.3 | 418.04 |  |  | -0.01884 |  |  |  | 0.02812 |  | 1 | CAPACITY |  |  |  | 1
315204 | 1BATH 4D | 20.5 | 345 | 62 | 207 | 502.2 | 417.95 |  |  | -0.01884 |  |  |  | 0.02812 |  | 1 | CAPACITY |  |  |  | 1
315202 | 1BATH 2B | 20.5 | 345 | 62 | 207 | 502 | 417.79 |  |  | -0.01884 |  |  |  | 0.02812 |  | 1 | CAPACITY |  |  |  | 1
315201 | 1BATH 1A | 20.5 | 345 | 62 | 207 | 502 | 417.79 |  |  | -0.01884 |  |  |  | 0.02812 |  | 1 | CAPACITY |  |  |  | 1
316299 | AC2-112 C | 0.6 | 345 | 75 | 0 | 103.1 | 0 |  |  | -0.01893 |  |  |  | 0 |  | 1 | NEW | AC2-112 |  |  | 1
932855 | AC2-112 E | 0.6 | 345 | 75 | 0 | 46.9 | 0 |  |  | -0.01893 |  |  |  | 0 |  | 1 | NEWENERGY | AC2-112 |  |  | 1
938626 | AE1-084 E | 0.63 | 345 | 75 | 0 | 33 | 0 |  |  | -0.01893 |  |  |  | 0 |  | 1 | NEWENERGY | AE1-084 |  |  | 1
316334 | AE1-084 C | 0.63 | 345 | 75 | 0 | 50 | 41.61 |  |  | -0.01893 |  |  |  | 0 |  | 1 | CAPACITY | AE1-084 |  |  | 1
315219 | 1CUNINGD | 22 | 345 | 58 | 60 | 401.5 | 334.15 |  |  | -0.01895 |  |  |  | 0.02619 |  | 1 | CAPACITY | FLUVANNA |  |  | 1
315217 | 1CUNINGB | 18 | 345 | 58 | 30 | 179.5 | 149.39 |  |  | -0.01895 |  |  |  | 0.02619 |  | 1 | CAPACITY | FLUVANNA |  |  | 1
315218 | 1CUNINGC | 18 | 345 | 58 | 30 | 179.5 | 149.39 |  |  | -0.01895 |  |  |  | 0.02619 |  | 1 | CAPACITY | FLUVANNA |  |  | 1
315216 | 1CUNINGA | 18 | 345 | 58 | 30 | 179.5 | 149.39 |  |  | -0.01895 |  |  |  | 0.02619 |  | 1 | CAPACITY | FLUVANNA |  |  | 1
963622 | AG1-213 E | 115 | 345 | 76 | 0 | 6 | 0 |  |  | -0.01911 |  |  |  | 0.0975 |  | 1 | MTX |  |  |  | 1
316427 | AG1-213 C | 115 | 345 | 76 | 0 | 4 | 0 |  |  | -0.01911 |  |  |  | 0 |  | 1 | NEW |  |  |  | 1
314131 | 6ARNOLDS | 230 | 345 | 64 | 0 | 8.7 | 7.24 |  |  | -0.01939 |  |  |  | 0 |  | 1 | CAPACITY |  |  |  | 1
244467 | 05SUMMERVL | 69 | 205 | 61 | 0 | 80 | 66.58 |  |  | -0.01943 |  |  |  | 0.08289 |  | 1 | CAPACITY |  |  |  | 1
247535 | R-076 | 138 | 205 | 60 | 0 | 5.5 | 4.58 |  |  | -0.01944 |  |  |  | 0 |  | 1 | CAPACITY |  |  |  | 1
315226 | 1N ANNA2 | 22 | 345 | 40 | 185 | 948.9 | 789.72 |  |  | -0.01947 |  |  |  | 0.01278 |  | 1 | CAPACITY |  |  |  | 1
315225 | 1N ANNA1 | 22 | 345 | 40 | 185 | 948.5 | 789.38 |  |  | -0.01947 |  |  |  | 0.01278 |  | 1 | CAPACITY |  |  |  | 1
315041 | 1LDYSMT5 | 18 | 345 | 57 | 40 | 160.6 | 133.66 |  |  | -0.01948 |  |  |  | 0.06171 |  | 1 | CAPACITY |  |  |  | 1
315040 | 1LDYSMT4 | 18 | 345 | 57 | 40 | 160.1 | 133.24 |  |  | -0.01948 |  |  |  | 0.06171 |  | 1 | CAPACITY |  |  |  | 1
315039 | 1LDYSMT3 | 18 | 345 | 57 | 40 | 159.8 | 132.99 |  |  | -0.01948 |  |  |  | 0.06171 |  | 1 | CAPACITY |  |  |  | 1
315038 | 1LDYSMT2 | 18 | 345 | 57 | 40 | 155.7 | 129.58 |  |  | -0.01948 |  |  |  | 0.06171 |  | 1 | CAPACITY |  |  |  | 1
315037 | 1LDYSMT1 | 18 | 345 | 57 | 40 | 153.7 | 127.92 |  |  | -0.01948 |  |  |  | 0.06171 |  | 1 | CAPACITY |  |  |  | 1
244891 | 05LONDON | 46 | 205 | 60 | 0 | 6.5 | 5.41 |  |  | -0.01951 |  |  |  | 0 |  | 1 | CAPACITY |  |  |  | 1
925022 | AB2-158 E | 230 | 345 | 75 | 0 | 27.2 | 0 |  |  | -0.01958 |  |  |  | 0 |  | 1 | NEWENERGY | AB2-158 |  |  | 1
316192 | AB2-158 C | 230 | 345 | 75 | 0 | 71 | 59.09 |  |  | -0.01958 |  |  |  | 0 |  | 1 | CAPACITY | AB2-158 |  |  | 1
315179 | 1S ANNAG2 | 13.8 | 345 | 58 | 59.3 | 72 | 59.92 |  |  | -0.01964 |  |  |  | 0.02619 |  | 1 | CAPACITY | South Anna 2 |  |  | 1
315177 | 1S ANNAG1 | 13.8 | 345 | 58 | 59.3 | 72 | 59.92 |  |  | -0.01964 |  |  |  | 0.02619 |  | 1 | CAPACITY | South Anna 1 |  |  | 1
315180 | 1S ANNAS2 | 13.8 | 345 | 58 | 30.5 | 37 | 30.79 |  |  | -0.01964 |  |  |  | 0 |  | 1 | CAPACITY | South Anna 2 |  |  | 1
315178 | 1S ANNAS1 | 13.8 | 345 | 58 | 30.5 | 37 | 30.79 |  |  | -0.01964 |  |  |  | 0 |  | 1 | CAPACITY | South Anna 1 |  |  | 1
315176 | 1LOISA E | 18 | 345 | 57 | 48 | 158 | 131.49 |  |  | -0.01964 |  |  |  | 0.06171 |  | 1 | CAPACITY |  |  |  | 1
315173 | 1LOISA B | 13.8 | 345 | 57 | 23 | 77.5 | 64.5 |  |  | -0.01964 |  |  |  | 0.06171 |  | 1 | CAPACITY | Bris2 |  |  | 1
315174 | 1LOISA C | 13.8 | 345 | 57 | 23 | 77.5 | 64.5 |  |  | -0.01964 |  |  |  | 0.06171 |  | 1 | CAPACITY | Bris1 |  |  | 1
315175 | 1LOISA D | 13.8 | 345 | 57 | 23 | 77.5 | 64.5 |  |  | -0.01964 |  |  |  | 0.06171 |  | 1 | CAPACITY |  |  |  | 1
315172 | 1LOISA A | 13.8 | 345 | 57 | 23 | 77.1 | 64.17 |  |  | -0.01964 |  |  |  | 0.06171 |  | 1 | CAPACITY |  |  |  | 1
316155 | AE1-099 E | 115 | 345 | 75 | 0 | 5.3 | 0 |  |  | -0.01967 |  |  |  | 0 |  | 1 | NEWENERGY | AE1-099 |  |  | 1
316153 | AE1-098 E | 115 | 345 | 75 | 0 | 5.3 | 0 |  |  | -0.01967 |  |  |  | 0 |  | 1 | NEWENERGY | AE1-098 |  |  | 1
316152 | AE1-098 C | 115 | 345 | 75 | 0 | 10.4 | 8.65 |  |  | -0.01967 |  |  |  | 0 |  | 1 | CAPACITY | AE1-098 |  |  | 1
316154 | AE1-099 C | 115 | 345 | 75 | 0 | 10.4 | 8.65 |  |  | -0.01967 |  |  |  | 0 |  | 1 | CAPACITY | AE1-099 |  |  | 1
244861 | 05MARMETHY | 4 | 205 | 60 | 0 | 6.3 | 5.24 |  |  | -0.01975 |  |  |  | 0 |  | 1 | CAPACITY |  |  |  | 1
244873 | 05WINFIELD | 69 | 205 | 60 | 0 | 10.1 | 8.41 |  |  | -0.01981 |  |  |  | 0 |  | 1 | CAPACITY |  |  |  | 1
926739 | AC1-158 E1 | 0.44 | 345 | 75 | 0 | 76.25 | 0 |  |  | -0.01986 |  |  |  | 0 |  | 1 | NEWENERGY | AC1-158 |  |  | 1
926740 | AC1-158 E2 | 0.44 | 345 | 75 | 0 | 76.25 | 0 |  |  | -0.01986 |  |  |  | 0 |  | 1 | NEWENERGY | AC1-158 |  |  | 1
316045 | AC1-158 C2 | 0.44 | 345 | 75 | 0 | 173.75 | 144.6 |  |  | -0.01986 |  |  |  | 0 |  | 1 | CAPACITY | AC1-158 |  |  | 1
316044 | AC1-158 C1 | 0.44 | 345 | 75 | 0 | 173.75 | 144.6 |  |  | -0.01986 |  |  |  | 0 |  | 1 | CAPACITY | AC1-158 |  |  | 1
247622 | Y3-025 | 69 | 205 | 62 | 0 | 3.18 | 0 |  |  | -0.01985 |  |  |  | 0 |  | 1 | ENERGY |  |  |  | 1
244773 | 05BRIDGE | 69 | 205 | 64 | 0 | 3.18 | 2.65 |  |  | -0.01985 |  |  |  | 0 |  | 1 | CAPACITY |  |  |  | 1
926004 | AC1-076_E | 0.6 | 345 | 75 | 0 | 39.42 | 0 |  |  | -0.01989 |  |  |  | 0 |  | 1 | NEWENERGY | AC1-076 |  |  | 1
316164 | AC1-076_C | 0.6 | 345 | 75 | 0 | 23.8 | 19.81 |  |  | -0.01989 |  |  |  | 0 |  | 1 | CAPACITY | AC1-076 |  |  | 1
237093 | AD1-085_E | 0.6 | 201 | 75 | 0 | 19.99 | 0 |  |  | -0.01991 |  |  |  | 0 |  | 1 | NEWENERGY | AD1-085 |  |  | 1
237092 | AD1-085_C | 0.6 | 201 | 75 | 0 | 12.3 | 10.24 |  |  | -0.01991 |  |  |  | 0 |  | 1 | CAPACITY | AD1-085 |  |  | 1
235035 | 01NHY_Z2-039 | 138 | 201 | 60 | 0 | 1.3 | 1.08 |  |  | -0.01991 |  |  |  | 0 |  | 1 | CAPACITY |  |  |  | 1
235034 | 01SHY_Z2-039 | 138 | 201 | 60 | 0 | 0.8 | 0.67 |  |  | -0.01991 |  |  |  | 0 |  | 1 | CAPACITY |  |  |  | 1
242893 | 05AMG3 | 26 | 205 | 18 | 500 | 1330 | 1106.88 |  |  | -0.01997 |  |  |  | 0.08416 |  | 1 | CAPACITY | AMG3 |  |  | 1
242891 | 05AMG1 | 26 | 205 | 17 | 300 | 800 | 665.79 |  |  | -0.01997 |  |  |  | 0.08416 |  | 1 | CAPACITY |  |  |  | 1
316254 | AC1-120 C | 0.6 | 345 | 75 | 0 | 39.6 | 0 |  |  | -0.01996 |  |  |  | 0 |  | 1 | NEW | AC1-120 |  |  | 1
926486 | AC1-120 E | 0.6 | 345 | 75 | 0 | 20.4 | 0 |  |  | -0.01996 |  |  |  | 0 |  | 1 | NEWENERGY | AC1-120 |  |  | 1
316170 | AC1-121 C | 0.6 | 345 | 75 | 0 | 13.6 | 0 |  |  | -0.01996 |  |  |  | 0 |  | 1 | NEW | AC1-121 |  |  | 1
926502 | AC1-121 E | 0.6 | 345 | 75 | 0 | 6.4 | 0 |  |  | -0.01996 |  |  |  | 0 |  | 1 | NEWENERGY | AC1-121 |  |  | 1
942951 | AE2-315 | 69 | 209 | 55 | 0 | 23.5 | 0 |  |  | -0.01999 |  |  |  | 0.06171 |  | 1 | NEWENERGY |  |  |  | 1
253097 | 09YANKEE | 69 | 209 | 52 | 8.4 | 100.5 | 83.64 |  |  | -0.01999 |  |  |  | 0.35974 |  | 1 | CAPACITY |  |  |  | 1
904722 | V4-073 E | 69 | 209 | 75 | 0 | 1.55 | 0 |  |  | -0.01999 |  |  |  | 0 |  | 1 | NEWENERGY | V4-073 |  |  | 1
253303 | V4-073 C | 69 | 209 | 75 | 0 | 0.5 | 0.42 |  |  | -0.01999 |  |  |  | 0 |  | 1 | CAPACITY | V4-073 |  |  | 1
925672 | AC1-043 E | 115 | 345 | 75 | 0 | 62 | 0 |  |  | -0.02002 |  |  |  | 0 |  | 1 | NEWENERGY | AC1-043 |  |  | 1
316257 | AC1-043 C | 115 | 345 | 75 | 0 | 38 | 0 |  |  | -0.02002 |  |  |  | 0 |  | 1 | NEW | AC1-043 |  |  | 1
314807 | 3MT JACK TAP | 115 | 345 | 75 | 0 | 5.96 | 0 |  |  | -0.02002 |  |  |  | 0 |  | 1 | NEWENERGY |  |  |  | 1
242892 | 05AMG2 | 26 | 205 | 17 | 300 | 800 | 665.79 |  |  | -0.02009 |  |  |  | 0.08416 |  | 1 | CAPACITY |  |  |  | 1
253060 | 09OHH W. | 69 | 209 | 56 | 21.7 | 26.3 | 21.89 |  |  | -0.02017 |  |  |  | 0.06171 |  | 1 | CAPACITY |  |  |  | 1
926615 | AC1-143 E | 0.38 | 345 | 75 | 0 | 18.8 | 0 |  |  | -0.02019 |  |  |  | 0 |  | 1 | NEWENERGY | AC1-143 |  |  | 1
316267 | AC1-143 C | 0.38 | 345 | 75 | 0 | 41.2 | 34.29 |  |  | -0.02019 |  |  |  | 0 |  | 1 | CAPACITY | AC1-143 |  |  | 1
923892 | AB2-029 E | 115 | 345 | 75 | 0 | 12.2 | 0 |  |  | -0.02026 |  |  |  | 0 |  | 1 | NEWENERGY | AB2-029 |  |  | 1
316006 | AB2-029 C | 115 | 345 | 75 | 0 | 7.6 | 6.32 |  |  | -0.02026 |  |  |  | 0 |  | 1 | CAPACITY | AB2-029 |  |  | 1
315023 | 1REMNGT3 | 18 | 345 | 30 | 40 | 170 | 141.48 |  |  | -0.02032 |  |  |  | 0.08416 |  | 1 | CAPACITY |  |  |  | 1
315028 | 1M RUN A | 18 | 345 | 57 | 40 | 161.8 | 134.66 |  |  | -0.02032 |  |  |  | 0.06171 |  | 1 | CAPACITY |  |  |  | 1
315030 | 1M RUN C | 18 | 345 | 57 | 40 | 161.7 | 134.57 |  |  | -0.02032 |  |  |  | 0.06171 |  | 1 | CAPACITY |  |  |  | 1
315029 | 1M RUN B | 18 | 345 | 57 | 40 | 160.5 | 133.57 |  |  | -0.02032 |  |  |  | 0.06171 |  | 1 | CAPACITY |  |  |  | 1
315024 | 1REMNGT4 | 18 | 345 | 30 | 40 | 151.7 | 126.25 |  |  | -0.02032 |  |  |  | 0.08416 |  | 1 | CAPACITY |  |  |  | 1
315022 | 1REMNGT2 | 18 | 345 | 30 | 40 | 151.1 | 125.75 |  |  | -0.02032 |  |  |  | 0.08416 |  | 1 | CAPACITY |  |  |  | 1
315021 | 1REMNGT1 | 18 | 345 | 30 | 40 | 149.7 | 124.59 |  |  | -0.02032 |  |  |  | 0.08416 |  | 1 | CAPACITY |  |  |  | 1
248026 | 06KYGER 1HP | 15.5 | 206 | 17 | 50 | 124.2 | 103.36 |  |  | -0.0204 |  |  |  | 0.08416 |  | 1 | CAPACITY | KYG1 |  |  | 1
248030 | 06KYGER 3HP | 15.5 | 206 | 17 | 50 | 123.4 | 102.7 |  |  | -0.0204 |  |  |  | 0 |  | 1 | CAPACITY | KYG3 |  |  | 1
248028 | 06KYGER 2HP | 15.5 | 206 | 17 | 50 | 122.8 | 102.2 |  |  | -0.0204 |  |  |  | 0 |  | 1 | CAPACITY | KYG2 |  |  | 1
248034 | 06KYGER 5HP | 15.5 | 206 | 17 | 50 | 121.9 | 101.45 |  |  | -0.0204 |  |  |  | 0 |  | 1 | CAPACITY | KYG5 |  |  | 1
248032 | 06KYGER 4HP | 15.5 | 206 | 17 | 50 | 121.8 | 101.37 |  |  | -0.0204 |  |  |  | 0 |  | 1 | CAPACITY | KYG4 |  |  | 1
248027 | 06KYGER 1LP | 15.5 | 206 | 17 | 30 | 72.8 | 60.59 |  |  | -0.0204 |  |  |  | 0 |  | 1 | CAPACITY | KYG1 |  |  | 1
248031 | 06KYGER 3LP | 15.5 | 206 | 17 | 30 | 72.6 | 60.42 |  |  | -0.0204 |  |  |  | 0 |  | 1 | CAPACITY | KYG3 |  |  | 1
248029 | 06KYGER 2LP | 15.5 | 206 | 17 | 30 | 72.1 | 60.01 |  |  | -0.0204 |  |  |  | 0 |  | 1 | CAPACITY | KYG2 |  |  | 1
248035 | 06KYGER 5LP | 15.5 | 206 | 17 | 30 | 71.1 | 59.17 |  |  | -0.0204 |  |  |  | 0 |  | 1 | CAPACITY | KYG5 |  |  | 1
248033 | 06KYGER 4LP | 15.5 | 206 | 17 | 30 | 71.1 | 59.17 |  |  | -0.0204 |  |  |  | 0 |  | 1 | CAPACITY | KYG4 |  |  | 1
315010 | 1POSSM6S | 18 | 345 | 58 | 116 | 251 | 208.89 |  |  | -0.02045 |  |  |  | 0 |  | 1 | CAPACITY | POSSUM POINT |  |  | 1
315008 | 1POSSM6A | 18 | 345 | 58 | 87 | 161 | 133.99 |  |  | -0.02045 |  |  |  | 0.02619 |  | 1 | CAPACITY | POSSUM POINT |  |  | 1
315009 | 1POSSM6B | 18 | 345 | 58 | 87 | 161 | 133.99 |  |  | -0.02045 |  |  |  | 0 |  | 1 | CAPACITY | POSSUM POINT |  |  | 1
315018 | 1POSSMC2 | 13.2 | 345 | 20 | 9 | 35.8 | 29.8 |  |  | -0.02045 |  |  |  | 0.23183 |  | 1 | CAPACITY |  |  |  | 1
315015 | 1POSSMC1 | 13.2 | 345 | 20 | 9 | 35.7 | 29.71 |  |  | -0.02045 |  |  |  | 0.23183 |  | 1 | CAPACITY |  |  |  | 1
235039 | 01LHY_Z2-039 | 138 | 201 | 60 | 0 | 1.4 | 1.16 |  |  | -0.02052 |  |  |  | 0 |  | 1 | CAPACITY |  |  |  | 1
934585 | AD1-083 E | 0.6 | 201 | 75 | 0 | 40.6 | 0 |  |  | -0.02056 |  |  |  | 0 |  | 1 | NEWENERGY | AD1-083 |  |  | 1
237066 | AD1-083 C | 0.6 | 201 | 75 | 0 | 60.1 | 50.02 |  |  | -0.02056 |  |  |  | 0 |  | 1 | CAPACITY | AD1-083 |  |  | 1
253222 | 09TAIT E | 69 | 209 | 57 | 164 | 335 | 278.8 |  |  | -0.02057 |  |  |  | 0.22492 |  | 1 | CAPACITY |  |  |  | 1
253263 | 09TAIT D | 4.2 | 209 | 65 | 0 | 10 | 8.32 |  |  | -0.02059 |  |  |  | 0 |  | 1 | CAPACITY |  |  |  | 1
315002 | 1OMF B | 13.8 | 345 | 2 | 5 | 39.45 | 32.83 |  |  | -0.02059 |  |  |  | 0.08416 |  | 1 | CAPACITY |  |  |  | 1
315001 | 1OMF A | 13.8 | 345 | 2 | 5 | 39.45 | 32.83 |  |  | -0.02059 |  |  |  | 0.08416 |  | 1 | CAPACITY |  |  |  | 1
314088 | 6VANDORN | 230 | 345 | 1 | 7 | 21 | 17.48 |  |  | -0.0206 |  |  |  | 0.08416 |  | 1 | CAPACITY |  |  |  | 1
253223 | 09TAIT W | 69 | 209 | 57 | 123 | 241 | 200.57 |  |  | -0.02061 |  |  |  | 0.17394 |  | 1 | CAPACITY |  |  |  | 1
923384 | M24 E | 0.69 | 201 | 74 | 0 | 85.5 | 0 |  |  | -0.02074 |  |  |  | 0 |  | 1 | NEWENERGY | M24 |  |  | 1
931012 | AB1-150 E | 138 | 201 | 74 | 0 | 43.9 | 0 |  |  | -0.02074 |  |  |  | 0 |  | 1 | NEWENERGY | AB1-150 |  |  | 1
236845 | 01BR_BAT_M24 | 34.5 | 201 | 76 | -32 | 32 | 0 |  |  | -0.02074 |  |  |  | 0.05 |  | 1 | NEWENERGY | M24 BAT |  |  | 1
235780 | 01BEECHRIDGE | 0.69 | 201 | 74 | 0 | 15 | 12.48 |  |  | -0.02074 |  |  |  | 0 |  | 1 | CAPACITY | M24 |  |  | 1
237033 | AB1-150 C | 138 | 201 | 74 | 0 | 7.3 | 6.07 |  |  | -0.02074 |  |  |  | 0 |  | 1 | CAPACITY | AB1-150 |  |  | 1
244761 | 05RACINE | 69 | 205 | 60 | 0 | 46 | 38.28 |  |  | -0.02077 |  |  |  | 0.08289 |  | 1 | CAPACITY |  |  |  | 1
253351 | AC2-067 E | 0.38 | 209 | 75 | 0 | 31 | 0 |  |  | -0.02084 |  |  |  | 0 |  | 1 | NEWENERGY | AC2-067 |  |  | 1
253349 | AC2-067 C | 0.38 | 209 | 75 | 0 | 26.5 | 22.05 |  |  | -0.02084 |  |  |  | 0 |  | 1 | CAPACITY | AC2-067 |  |  | 1
944836 | AF1-147_E1 | 0.63 | 345 | 75 | 0 | 22.28 | 0 |  |  | -0.02087 |  |  |  | 0 |  | 1 | NEWENERGY | AF1-147 |  |  | 1
944838 | AF1-147_E2 | 0.63 | 345 | 75 | 0 | 22.28 | 0 |  |  | -0.02087 |  |  |  | 0 |  | 1 | NEWENERGY | AF1-147 |  |  | 1
316415 | AF1-147_GEN2 | 0.63 | 345 | 75 | 0 | 30 | 24.97 |  |  | -0.02087 |  |  |  | 0 |  | 1 | CAPACITY | AF1-147 |  |  | 1
316411 | AF1-147_GEN1 | 0.63 | 345 | 75 | 0 | 30 | 24.97 |  |  | -0.02087 |  |  |  | 0 |  | 1 | CAPACITY | AF1-147 |  |  | 1
315213 | 1X4-039 ST | 19 | 345 | 58 | 0 | 306 | 254.67 |  |  | -0.02101 |  |  |  | 0.02619 |  | 1 | CAPACITY | X4-039 |  |  | 1
315211 | 1X4-039 GT1 | 18 | 345 | 58 | 0 | 222 | 184.76 |  |  | -0.02101 |  |  |  | 0.02619 |  | 1 | CAPACITY | X4-039 |  |  | 1
315212 | 1X4-039 GT2 | 18 | 345 | 58 | 0 | 222 | 184.76 |  |  | -0.02101 |  |  |  | 0.02619 |  | 1 | CAPACITY | X4-039 |  |  | 1
253261 | 09MON D | 4.2 | 209 | 65 | 0 | 12 | 9.99 |  |  | -0.02105 |  |  |  | 0.12185 |  | 1 | CAPACITY |  |  |  | 1
200305 | X4-035_ST | 19 | 233 | 58 | 0 | 325.5 | 270.89 |  |  | -0.02117 |  |  |  | 0.02619 |  | 1 | CAPACITY | X4-035 |  |  | 1
200304 | X4-035_G2 | 18 | 233 | 58 | 0 | 221.4 | 184.26 |  |  | -0.02117 |  |  |  | 0.02619 |  | 1 | CAPACITY | X4-035 |  |  | 1
200303 | X4-035_G1 | 18 | 233 | 58 | 0 | 221.4 | 184.26 |  |  | -0.02117 |  |  |  | 0.02619 |  | 1 | CAPACITY | X4-035 |  |  | 1
224101 | PANDASC1 | 13.8 | 233 | 58 | 38.4 | 80 | 66.58 |  |  | -0.02121 |  |  |  | 0 |  | 1 | CAPACITY | PANDA |  |  | 1
224100 | PANDACT2 | 13.8 | 233 | 58 | 61.8 | 75 | 62.42 |  |  | -0.02121 |  |  |  | 0 |  | 1 | CAPACITY | PANDA |  |  | 1
224099 | PANDACT1 | 13.8 | 233 | 58 | 61.8 | 75 | 62.42 |  |  | -0.02121 |  |  |  | 0.02619 |  | 1 | CAPACITY | PANDA |  |  | 1
936442 | AD2-058 E | 69 | 233 | 75 | 0 | 3.24 | 0 |  |  | -0.02121 |  |  |  | 0 |  | 1 | NEWENERGY | AD2-058 |  |  | 1
937452 | AD2-199 E | 69 | 233 | 75 | 0 | 1.74 | 0 |  |  | -0.02121 |  |  |  | 0 |  | 1 | NEWENERGY | AD2-199 |  |  | 1
226924 | AE1-015 E | 69 | 233 | 75 | 0 | 0.75 | 0 |  |  | -0.02121 |  |  |  | 0 |  | 1 | NEWENERGY | AE1-015 |  |  | 1
964542 | AG1-317 E | 69 | 233 | 76 | 0 | 0.7 | 0 |  |  | -0.02121 |  |  |  | 0 |  | 1 | NEWENERGY |  |  |  | 1
226922 | AE1-013 E | 69 | 233 | 75 | 0 | 0.5 | 0 |  |  | -0.02121 |  |  |  | 0 |  | 1 | NEWENERGY | AE1-013 |  |  | 1
226929 | AD2-058 C | 69 | 233 | 75 | 0 | 2.36 | 1.96 |  |  | -0.02121 |  |  |  | 0 |  | 1 | CAPACITY | AD2-058 |  |  | 1
226931 | AG1-317 C | 69 | 233 | 76 | 0 | 0.3 | 0 |  |  | -0.02121 |  |  |  | 0 |  | 1 | MTX |  |  |  | 1
226930 | AD2-199 C | 69 | 233 | 75 | 0 | 1.26 | 1.05 |  |  | -0.02121 |  |  |  | 0 |  | 1 | CAPACITY | AD2-199 |  |  | 1
226923 | AE1-015 C | 69 | 233 | 75 | 0 | 0.57 | 0.47 |  |  | -0.02121 |  |  |  | 0 |  | 1 | CAPACITY | AE1-015 |  |  | 1
226921 | AE1-013 C | 69 | 233 | 75 | 0 | 0.38 | 0.32 |  |  | -0.02121 |  |  |  | 0 |  | 1 | CAPACITY | AE1-013 |  |  | 1
315273 | 1WARREN S1 | 19 | 345 | 58 | 0 | 526.7 | 438.34 |  |  | -0.02125 |  |  |  | 0 |  | 1 | CAPACITY | WARREN COUNTY CC |  |  | 1
315271 | 1WARREN G2 | 21 | 345 | 58 | 0 | 310 | 257.99 |  |  | -0.02125 |  |  |  | 0 |  | 1 | CAPACITY | WARREN COUNTY CC |  |  | 1
315270 | 1WARREN G1 | 21 | 345 | 58 | 0 | 281.1 | 233.94 |  |  | -0.02125 |  |  |  | 0.02619 |  | 1 | CAPACITY | WARREN COUNTY CC |  |  | 1
315272 | 1WARREN G3 | 21 | 345 | 58 | 0 | 281.1 | 233.94 |  |  | -0.02125 |  |  |  | 0 |  | 1 | CAPACITY | WARREN COUNTY CC |  |  | 1
226704 | AOCX4-046 E | 13.8 | 233 | 58 | 0 | 19.5 | 0 |  |  | -0.02129 |  |  |  | 0.02619 |  | 1 | ENERGY |  |  |  | 1
226896 | D-009 | 13.8 | 233 | 55 | 0 | 10 | 0 |  |  | -0.02129 |  |  |  | 0.06171 |  | 1 | ENERGY |  |  |  | 1
235033 | 01WHY_Z2-039 | 138 | 201 | 60 | 0 | 0.7 | 0.58 |  |  | -0.0213 |  |  |  | 0 |  | 1 | CAPACITY |  |  |  | 1
935205 | AD1-155 E | 0.6 | 201 | 75 | 0 | 37.8 | 0 |  |  | -0.02131 |  |  |  | 0 |  | 1 | NEWENERGY | AD1-155 |  |  | 1
237061 | AD1-155 C | 0.6 | 201 | 75 | 0 | 37.2 | 30.96 |  |  | -0.02131 |  |  |  | 0 |  | 1 | CAPACITY | AD1-155 |  |  | 1
226894 | V3-017 ST1 | 18 | 233 | 58 | 75 | 317.8 | 264.49 |  |  | -0.02133 |  |  |  | 0.02619 |  | 1 | CAPACITY |  |  |  | 1
226893 | V3-017 CT2 | 18 | 233 | 58 | 92 | 245 | 203.9 |  |  | -0.02133 |  |  |  | 0.02619 |  | 1 | NEWENERGY |  |  |  | 1
226892 | V3-017 CT1 | 18 | 233 | 58 | 92 | 209.7 | 174.52 |  |  | -0.02133 |  |  |  | 0.02619 |  | 1 | CAPACITY |  |  |  | 1
226913 | AC2-120 E | 69 | 238 | 75 | 0 | 17.05 | 0 |  |  | -0.02134 |  |  |  | 0 |  | 1 | NEWENERGY | AC2-120 |  |  | 1
943342 | AF1-005 E | 0.55 | 233 | 75 | 0 | 10.1 | 0 |  |  | -0.02134 |  |  |  | 0 |  | 1 | NEWENERGY | AF1-005 |  |  | 1
224052 | MORGTCT5 | 13.8 | 233 | 57 | 20 | 54 | 44.94 |  |  | -0.02134 |  |  |  | 0.06171 |  | 1 | CAPACITY |  |  |  | 1
224050 | MORGTCT3 | 13.8 | 233 | 57 | 20 | 54 | 44.94 |  |  | -0.02134 |  |  |  | 0.06171 |  | 1 | CAPACITY |  |  |  | 1
224053 | MORGTCT6 | 13.8 | 233 | 57 | 20 | 54 | 44.94 |  |  | -0.02134 |  |  |  | 0.06171 |  | 1 | CAPACITY |  |  |  | 1
224051 | MORGTCT4 | 13.8 | 233 | 57 | 20 | 54 | 44.94 |  |  | -0.02134 |  |  |  | 0.06171 |  | 1 | CAPACITY |  |  |  | 1
943327 | AF1-003 E 2 | 0.55 | 233 | 75 | 0 | 5.25 | 0 |  |  | -0.02134 |  |  |  | 0 |  | 1 | NEWENERGY | AF1-003 |  |  | 1
943326 | AF1-003 E 1 | 0.55 | 233 | 75 | 0 | 5.25 | 0 |  |  | -0.02134 |  |  |  | 0 |  | 1 | NEWENERGY | AF1-003 |  |  | 1
958611 | AF2-152 | 230 | 233 | 20 | 0 | 4 | 0 |  |  | -0.02134 |  |  |  | 0 |  | 1 | NEWENERGY |  |  |  | 1
224049 | MORG CT2 | 13.8 | 233 | 55 | 7 | 16 | 13.32 |  |  | -0.02134 |  |  |  | 0.06171 |  | 1 | CAPACITY |  |  |  | 1
224048 | MORG CT1 | 13.8 | 233 | 55 | 7 | 16 | 13.32 |  |  | -0.02134 |  |  |  | 0.06171 |  | 1 | CAPACITY |  |  |  | 1
227280 | AC2-120 C | 69 | 238 | 75 | 0 | 10.45 | 8.7 |  |  | -0.02134 |  |  |  | 0 |  | 1 | CAPACITY | AC2-120 |  |  | 1
226943 | AF1-005_GEN | 0.55 | 233 | 75 | 0 | 9.9 | 8.24 |  |  | -0.02134 |  |  |  | 0 |  | 1 | CAPACITY | AF1-005 |  |  | 1
226936 | AF1-003_GEN1 | 0.55 | 233 | 75 | 0 | 4.75 | 3.95 |  |  | -0.02134 |  |  |  | 0 |  | 1 | CAPACITY | AF1-003 |  |  | 1
226937 | AF1-003_GEN2 | 0.55 | 233 | 75 | 0 | 4.75 | 3.95 |  |  | -0.02134 |  |  |  | 0 |  | 1 | CAPACITY | AF1-003 |  |  | 1
224037 | CHALK U3 | 24 | 233 | 25 | 112 | 595 | 495.18 |  |  | -0.02136 |  |  |  | 0.08416 |  | 1 | CAPACITY |  |  |  | 1
224038 | CHALK U4 | 24 | 233 | 25 | 112 | 585.3 | 487.11 |  |  | -0.02136 |  |  |  | 0.08416 |  | 1 | CAPACITY |  |  |  | 1
958641 | AF2-155 | 230 | 233 | 57 | 0 | 23 | 0 |  |  | -0.02136 |  |  |  | 0.06171 |  | 1 | NEWENERGY |  |  |  | 1
224043 | CHALKCT5 | 13.8 | 233 | 57 | 65 | 109 | 90.71 |  |  | -0.02136 |  |  |  | 0.06171 |  | 1 | CAPACITY |  |  |  | 1
224044 | CHALKCT6 | 13.8 | 233 | 57 | 65 | 109 | 90.71 |  |  | -0.02136 |  |  |  | 0.06171 |  | 1 | CAPACITY |  |  |  | 1
224041 | CHALKCT3 | 13.8 | 233 | 57 | 33 | 86 | 71.57 |  |  | -0.02136 |  |  |  | 0.06171 |  | 1 | CAPACITY |  |  |  | 1
224042 | CHALKCT4 | 13.8 | 233 | 57 | 33 | 86 | 71.57 |  |  | -0.02136 |  |  |  | 0.06171 |  | 1 | CAPACITY |  |  |  | 1
227024 | SMECOCT | 13.8 | 238 | 57 | 0 | 80.2 | 66.75 |  |  | -0.02136 |  |  |  | 0.06171 |  | 1 | CAPACITY |  |  |  | 1
224040 | CHALKCT2 | 13.8 | 233 | 56 | 5 | 24.4 | 20.31 |  |  | -0.02136 |  |  |  | 0.06171 |  | 1 | CAPACITY |  |  |  | 1
224039 | CHALKCT1 | 4.33 | 233 | 55 | 5 | 18 | 14.98 |  |  | -0.02136 |  |  |  | 0.06171 |  | 1 | CAPACITY |  |  |  | 1
227135 | LOWFOREST2 | 12.5 | 238 | 77 | 0 | 13.07 | 10.88 |  |  | -0.02136 |  |  |  | 0 |  | 1 | CAPACITY |  |  |  | 1
227141 | LOWHUGHES2 | 12.5 | 238 | 77 | 0 | 2.07 | 1.72 |  |  | -0.02136 |  |  |  | 0 |  | 1 | CAPACITY |  |  |  | 1
925012 | AB2-157 E | 69 | 233 | 75 | 0 | 1.7 | 0 |  |  | -0.0214 |  |  |  | 0 |  | 1 | NEWENERGY | AB2-157 |  |  | 1
226897 | H-020 | 230 | 233 | 62 | 0 | 4.6 | 3.83 |  |  | -0.02139 |  |  |  | 0 |  | 1 | CAPACITY |  |  |  | 1
226910 | AB2-157 C | 69 | 233 | 75 | 0 | 0.8 | 0.67 |  |  | -0.0214 |  |  |  | 0 |  | 1 | CAPACITY | AB2-157 |  |  | 1
917162 | Z2-030 E | 138 | 201 | 75 | 0 | 6.2 | 0 |  |  | -0.02141 |  |  |  | 0 |  | 1 | NEWENERGY | Z2-030 |  |  | 1
933572 | AC2-174 E | 138 | 201 | 75 | 0 | 6.2 | 0 |  |  | -0.02141 |  |  |  | 0 |  | 1 | NEWENERGY | AC2-174 |  |  | 1
237077 | AC2-174 C | 138 | 201 | 75 | 0 | 3.8 | 0 |  |  | -0.02141 |  |  |  | 0 |  | 1 | NEW | AC2-174 |  |  | 1
235464 | 01DTGZ2-030 | 138 | 201 | 75 | 0 | 3.8 | 3.16 |  |  | -0.02141 |  |  |  | 0 |  | 1 | CAPACITY | Z2-030 |  |  | 1
237315 | 01FLF_U1-044 | 138 | 201 | 54 | 0 | 2 | 1.66 |  |  | -0.02141 |  |  |  | 0 |  | 1 | CAPACITY |  |  |  | 1
200040 | C CLF G1 | 25 | 232 | 40 | 50 | 866 | 720.72 |  |  | -0.02143 |  |  |  | 0.01278 |  | 1 | CAPACITY |  |  |  | 1
200041 | C CLF G2 | 22 | 232 | 40 | 50 | 841.8 | 700.58 |  |  | -0.02143 |  |  |  | 0.01278 |  | 1 | CAPACITY |  |  |  | 1
224034 | DICK CT1 | 13.8 | 233 | 20 | 1 | 18 | 14.98 |  |  | -0.02144 |  |  |  | 0.08416 |  | 1 | CAPACITY |  |  |  | 1
224054 | DICKHCT1 | 13.8 | 233 | 57 | 39 | 147 | 122.34 |  |  | -0.02145 |  |  |  | 0.06171 |  | 1 | CAPACITY |  |  |  | 1
224055 | DICKHCT2 | 13.8 | 233 | 57 | 39 | 147 | 122.34 |  |  | -0.02145 |  |  |  | 0.06171 |  | 1 | CAPACITY |  |  |  | 1
224056 | MCTRSH1G | 13.8 | 233 | 1 | 22 | 52 | 43.28 |  |  | -0.02145 |  |  |  | 0.08416 |  | 1 | CAPACITY |  |  |  | 1
958631 | AF2-154 | 230 | 233 | 57 | 0 | 5 | 0 |  |  | -0.02145 |  |  |  | 0.06171 |  | 1 | NEWENERGY |  |  |  | 1
224244 | NIH23MW | 34.5 | 233 | 20 | 0 | 23.5 | 0 |  |  | -0.02147 |  |  |  | 0.08416 |  | 1 | NEW |  |  |  | 1
226920 | AE1-012 E | 115 | 233 | 75 | 0 | 0.34 | 0 |  |  | -0.02151 |  |  |  | 0 |  | 1 | NEWENERGY | AE1-012 |  |  | 1
226919 | AE1-012 C | 115 | 233 | 75 | 0 | 0.22 | 0.18 |  |  | -0.02151 |  |  |  | 0 |  | 1 | CAPACITY | AE1-012 |  |  | 1
235447 | 01WINZ1-113 | 138 | 201 | 55 | 0 | 4.9 | 4.08 |  |  | -0.02156 |  |  |  | 0 |  | 1 | CAPACITY |  |  |  | 1
223967 | METZ E69 | 69 | 233 | 56 | 0 | 20 | 0 |  |  | -0.02168 |  |  |  | 0.06171 |  | 1 | ENERGY |  |  |  | 1
226895 | WOAKV2-037 E | 69 | 233 | 29 | 0 | 4.5 | 0 |  |  | -0.02168 |  |  |  | 0 |  | 1 | ENERGY |  |  |  | 1
937205 | AD2-158 E | 0.55 | 201 | 75 | 0 | 31 | 0 |  |  | -0.02171 |  |  |  | 0 |  | 1 | NEWENERGY | AD2-158 |  |  | 1
235072 | AD2-158 C | 0.55 | 201 | 75 | 0 | 46.5 | 38.7 |  |  | -0.02171 |  |  |  | 0 |  | 1 | CAPACITY | AD2-158 |  |  | 1
253127 | 09CEDRVL | 69 | 209 | 77 | 0 | 1.8 | 1.5 |  |  | -0.02173 |  |  |  | 0 |  | 1 | CAPACITY |  |  |  | 1
923213 | AB1-125_E | 0.6 | 201 | 75 | 0 | 9.3 | 0 |  |  | -0.02173 |  |  |  | 0 |  | 1 | NEWENERGY | AB1-125 |  |  | 1
237006 | AB1-125_C | 0.6 | 201 | 75 | 0 | 5.7 | 4.74 |  |  | -0.02173 |  |  |  | 0 |  | 1 | CAPACITY | AB1-125 |  |  | 1
962182 | AG1-063 E | 34.5 | 232 | 76 | 0 | 1.8 | 0 |  |  | -0.02175 |  |  |  | 0 |  | 1 | MTX |  |  |  | 1
223403 | AG1-063 C | 34.5 | 232 | 76 | 0 | 0.7 | 0 |  |  | -0.02175 |  |  |  | 0 |  | 1 | MTX |  |  |  | 1
223203 | V3-037 | 34.5 | 232 | 62 | 0 | 3.1 | 2.58 |  |  | -0.02175 |  |  |  | 0 |  | 1 | CAPACITY |  |  |  | 1
237772 | 01MILVL HY | 34.5 | 201 | 60 | 0 | 2.6 | 2.16 |  |  | -0.02183 |  |  |  | 0 |  | 1 | CAPACITY |  |  |  | 1
918902 | AA1-109 E | 34.5 | 201 | 75 | 0 | 4.5 | 0 |  |  | -0.02191 |  |  |  | 0 |  | 1 | NEWENERGY | AA1-109 |  |  | 1
237798 | 01AA1-109 C | 34.5 | 201 | 75 | 0 | 4.5 | 3.74 |  |  | -0.02191 |  |  |  | 0 |  | 1 | CAPACITY | AA1-109 |  |  | 1
901952 | W1-116E | 34.5 | 201 | 75 | 0 | 8.7 | 0 |  |  | -0.02191 |  |  |  | 0 |  | 1 | NEWENERGY | W1-116 |  |  | 1
237778 | 01MSM_W1-116 | 34.5 | 201 | 75 | 0 | 5.32 | 4.43 |  |  | -0.02191 |  |  |  | 0 |  | 1 | CAPACITY | W1-116 |  |  | 1
923203 | AB1-124 E | 34.5 | 201 | 75 | 0 | 12.4 | 0 |  |  | -0.02193 |  |  |  | 0 |  | 1 | NEWENERGY | AB1-124 |  |  | 1
930522 | AB1-096 E | 34.5 | 201 | 75 | 0 | 6.1 | 0 |  |  | -0.02193 |  |  |  | 0 |  | 1 | NEWENERGY | AB1-096 |  |  | 1
237025 | AB1-124 C | 34.5 | 201 | 75 | 0 | 7.6 | 6.32 |  |  | -0.02193 |  |  |  | 0 |  | 1 | CAPACITY | AB1-124 |  |  | 1
237030 | AB1-096 C | 34.5 | 201 | 75 | 0 | 3.1 | 2.58 |  |  | -0.02193 |  |  |  | 0 |  | 1 | CAPACITY | AB1-096 |  |  | 1
237768 | 01DAM 4 HY | 34.5 | 201 | 60 | 0 | 1.4 | 1.16 |  |  | -0.02194 |  |  |  | 0 |  | 1 | CAPACITY | PEHydro |  |  | 1
933252 | AC2-136 E | 138 | 201 | 75 | 0 | 6.3 | 0 |  |  | -0.02197 |  |  |  | 0 |  | 1 | NEWENERGY | AC2-136 |  |  | 1
237034 | AC2-136 C | 138 | 201 | 75 | 0 | 5.5 | 4.58 |  |  | -0.02197 |  |  |  | 0 |  | 1 | CAPACITY | AC2-136 |  |  | 1
235025 | AB2-097 E | 34.5 | 201 | 75 | 0 | 10 | 0 |  |  | -0.02203 |  |  |  | 0 |  | 1 | NEWENERGY | AB2-097 |  |  | 1
247963 | 05HDWTR1G E | 0.69 | 205 | 74 | 0 | 174 | 0 |  |  | -0.02204 |  |  |  | 0 |  | 1 | NEWENERGY | U2-090 |  |  | 1
247935 | V3-007 E | 345 | 205 | 74 | 0 | 174 | 0 |  |  | -0.02204 |  |  |  | 0 |  | 1 | NEWENERGY | V3-007 |  |  | 1
220902 | BRANDNG2 | 24 | 232 | 16 | 220 | 642.7 | 534.88 |  |  | -0.02204 |  |  |  | 0.08416 |  | 1 | CAPACITY |  |  |  | 1
220901 | BRANDNG1 | 24 | 232 | 16 | 220 | 638.9 | 531.72 |  |  | -0.02204 |  |  |  | 0.08416 |  | 1 | CAPACITY |  |  |  | 1
220920 | WAGNERG4 | 24 | 232 | 23 | 60 | 397 | 330.4 |  |  | -0.02204 |  |  |  | 0.08416 |  | 1 | CAPACITY |  |  |  | 1
926874 | AC1-174 E | 0.39 | 205 | 75 | 0 | 62 | 0 |  |  | -0.02204 |  |  |  | 0 |  | 1 | NEWENERGY | AC1-174 |  |  | 1
926881 | AC1-175 E | 0.39 | 205 | 75 | 0 | 62 | 0 |  |  | -0.02204 |  |  |  | 0 |  | 1 | NEWENERGY | AC1-175 |  |  | 1
270209 | AC1-174 C | 0.39 | 205 | 75 | 0 | 38 | 31.63 |  |  | -0.02204 |  |  |  | 0 |  | 1 | CAPACITY | AC1-174 |  |  | 1
270210 | AC1-175 C | 0.39 | 205 | 75 | 0 | 38 | 31.63 |  |  | -0.02204 |  |  |  | 0 |  | 1 | CAPACITY | AC1-175 |  |  | 1
247543 | V3-007 C | 345 | 205 | 74 | 0 | 26 | 21.64 |  |  | -0.02204 |  |  |  | 0 |  | 1 | CAPACITY | V3-007 |  |  | 1
243795 | 05HDWTR1G C | 0.69 | 205 | 74 | 0 | 26 | 21.64 |  |  | -0.02204 |  |  |  | 0 |  | 1 | CAPACITY | U2-090 |  |  | 1
905554 | W4-102 E | 34.5 | 201 | 75 | 0 | 12.4 | 0 |  |  | -0.02204 |  |  |  | 0 |  | 1 | NEWENERGY | W4-102 |  |  | 1
962462 | AG1-095 E | 34.5 | 201 | 75 | 0 | 5.33 | 0 |  |  | -0.02204 |  |  |  | 0 |  | 1 | NEWENERGY | AG1-095 |  |  | 1
238112 | AG1-095 C | 34.5 | 201 | 75 | 0 | 10.67 | 8.88 |  |  | -0.02204 |  |  |  | 0 |  | 1 | CAPACITY | AG1-095 |  |  | 1
237779 | 01MDS_W4-102 | 34.5 | 201 | 75 | 0 | 7.6 | 6.32 |  |  | -0.02204 |  |  |  | 0 |  | 1 | CAPACITY | W4-102 |  |  | 1
243362 | 05RANDOLPH1 | 138 | 205 | 77 | 0 | 4 | 3.33 |  |  | -0.02205 |  |  |  | 0 |  | 1 | CAPACITY |  |  |  | 1
237769 | 01DAM 5 HY | 34.5 | 201 | 60 | 0 | 1.1 | 0.92 |  |  | -0.02206 |  |  |  | 0 |  | 1 | CAPACITY | PEHydro |  |  | 1
918762 | AA1-095 E | 34.5 | 201 | 75 | 0 | 3.33 | 0 |  |  | -0.02207 |  |  |  | 0 |  | 1 | NEWENERGY | AA1-095 |  |  | 1
235020 | AA1-095 C | 34.5 | 201 | 75 | 0 | 2.9 | 2.41 |  |  | -0.02207 |  |  |  | 0 |  | 1 | CAPACITY | AA1-095 |  |  | 1
220919 | WAGNERG3 | 18 | 232 | 14 | 130 | 306.4 | 255 |  |  | -0.02207 |  |  |  | 0.08416 |  | 1 | CAPACITY | Wagner3 |  |  | 1
220917 | WAGNERG1 | 16.5 | 232 | 68 | 20 | 128.1 | 106.61 |  |  | -0.02207 |  |  |  | 0.08416 |  | 1 | CAPACITY |  |  |  | 1
223202 | Q-031 | 34.5 | 232 | 55 | 0 | 10 | 0 |  |  | -0.02207 |  |  |  | 0.06171 |  | 1 | ENERGY |  |  |  | 1
220921 | WAGNR GT | 4.16 | 232 | 55 | 0 | 13.3 | 11.07 |  |  | -0.02207 |  |  |  | 0.06171 |  | 1 | CAPACITY |  |  |  | 1
235097 | GREENL_K11_E | 0.69 | 201 | 74 | 0 | 225.8 | 0 |  |  | -0.02208 |  |  |  | 0 |  | 1 | NEWENERGY | K11 |  |  | 1
292559 | T-157 E | 34.5 | 345 | 74 | 0 | 82 | 0 |  |  | -0.02209 |  |  |  | 0 |  | 1 | NEWENERGY | T157 |  |  | 1
235838 | 01GRNGAP | 0.69 | 201 | 74 | 0 | 38.2 | 31.79 |  |  | -0.02208 |  |  |  | 0 |  | 1 | CAPACITY | K11 |  |  | 1
918732 | AA1-092 E | 34.5 | 201 | 75 | 0 | 4 | 0 |  |  | -0.02208 |  |  |  | 0 |  | 1 | NEWENERGY | AA1-092 |  |  | 1
315604 | 1NEW CREEK | 34.5 | 345 | 74 | 0 | 20.5 | 17.06 |  |  | -0.02209 |  |  |  | 0 |  | 1 | CAPACITY | T157 |  |  | 1
235004 | AA1-092 C | 34.5 | 201 | 75 | 0 | 8 | 6.66 |  |  | -0.02208 |  |  |  | 0 |  | 1 | CAPACITY | AA1-092 |  |  | 1
223206 | V4-038 | 34.5 | 232 | 62 | 0 | 1 | 0 |  |  | -0.02211 |  |  |  | 0 |  | 1 | ENERGY |  |  |  | 1
315252 | 1MT STM2 | 22 | 345 | 15 | 265 | 553 | 460.23 |  |  | -0.02212 |  |  |  | 0.08416 |  | 1 | CAPACITY | MTSTM2 |  |  | 1
315251 | 1MT STM1 | 22 | 345 | 15 | 265 | 543.9 | 452.66 |  |  | -0.02213 |  |  |  | 0.08416 |  | 1 | CAPACITY | MTSTM1 |  |  | 1
315253 | 1MT STM3 | 24 | 345 | 15 | 300 | 522.9 | 435.18 |  |  | -0.02212 |  |  |  | 0.08416 |  | 1 | CAPACITY |  |  |  | 1
220932 | BRESCOG1 | 13.8 | 232 | 1 | 5 | 52 | 43.28 |  |  | -0.02213 |  |  |  | 0.08416 |  | 1 | CAPACITY |  |  |  | 1
315254 | 1MT STMG | 13.8 | 345 | 52 | 0 | 11.9 | 9.9 |  |  | -0.02212 |  |  |  | 0 |  | 1 | CAPACITY |  |  |  | 1
237577 | 01ROUTE 16 | 34.5 | 201 | 65 | 0 | 15 | 12.48 |  |  | -0.02213 |  |  |  | 0.12185 |  | 1 | CAPACITY |  |  |  | 1
934363 | AD1-060 E | 0.41 | 201 | 75 | 0 | 9.3 | 0 |  |  | -0.02215 |  |  |  | 0 |  | 1 | NEWENERGY | AD1-060 |  |  | 1
220913 | PHIL G12 | 13.8 | 232 | 55 | 6 | 30.2 | 25.13 |  |  | -0.02214 |  |  |  | 0.06171 |  | 1 | CAPACITY |  |  |  | 1
220912 | PHIL G34 | 13.8 | 232 | 55 | 6 | 29.8 | 24.8 |  |  | -0.02214 |  |  |  | 0.06171 |  | 1 | CAPACITY |  |  |  | 1
237080 | AD1-060 C | 0.41 | 201 | 75 | 0 | 10.1 | 8.41 |  |  | -0.02215 |  |  |  | 0 |  | 1 | CAPACITY | AD1-060 |  |  | 1
939592 | AE1-188 E | 34.5 | 201 | 75 | 0 | 11.4 | 0 |  |  | -0.02215 |  |  |  | 0 |  | 1 | NEWENERGY | AE1-188 |  |  | 1
237037 | AE1-188 C | 34.5 | 201 | 75 | 0 | 20.5 | 17.06 |  |  | -0.02215 |  |  |  | 0 |  | 1 | CAPACITY | AE1-188 |  |  | 1
930832 | AB1-128 E | 34.5 | 201 | 75 | 0 | 12.4 | 0 |  |  | -0.02219 |  |  |  | 0 |  | 1 | NEWENERGY | AB1-128 |  |  | 1
930822 | AB1-127 E | 34.5 | 201 | 75 | 0 | 12.4 | 0 |  |  | -0.02219 |  |  |  | 0 |  | 1 | NEWENERGY | AB1-127 |  |  | 1
235043 | AF1-166 C | 34.5 | 201 | 75 | 0 | 9.6 | 0 |  |  | -0.02219 |  |  |  | 0 |  | 1 | NEW | AF1-166 |  |  | 1
235073 | AF1-209 C O1 | 34.5 | 201 | 75 | 0 | 9.54 | 0 |  |  | -0.02219 |  |  |  | 0 |  | 1 | NEW | AF1-209 |  |  | 1
945012 | AF1-166 E | 34.5 | 201 | 75 | 0 | 6.4 | 0 |  |  | -0.02219 |  |  |  | 0 |  | 1 | NEWENERGY | AF1-166 |  |  | 1
235074 | AF1-209 E O1 | 34.5 | 201 | 75 | 0 | 6.36 | 0 |  |  | -0.02219 |  |  |  | 0 |  | 1 | NEWENERGY | AF1-209 |  |  | 1
959852 | AF2-276 E | 34.5 | 201 | 75 | 0 | 3 | 0 |  |  | -0.02219 |  |  |  | 0 |  | 1 | NEWENERGY |  |  |  | 1
238101 | AF2-275 E | 34.5 | 201 | 75 | 0 | 3 | 0 |  |  | -0.02219 |  |  |  | 0 |  | 1 | NEWENERGY |  |  |  | 1
237001 | AB1-127 C | 34.5 | 201 | 75 | 0 | 13.4 | 11.15 |  |  | -0.02219 |  |  |  | 0 |  | 1 | CAPACITY | AB1-127 |  |  | 1
237002 | AB1-128 C | 34.5 | 201 | 75 | 0 | 13.4 | 11.15 |  |  | -0.02219 |  |  |  | 0 |  | 1 | CAPACITY | AB1-128 |  |  | 1
237038 | AE2-054 C | 34.5 | 201 | 75 | 0 | 12 | 0 |  |  | -0.0222 |  |  |  | 0 |  | 1 | NEW | AE2-054 |  |  | 1
940672 | AE2-054 E | 34.5 | 201 | 75 | 0 | 8 | 0 |  |  | -0.0222 |  |  |  | 0 |  | 1 | NEWENERGY | AE2-054 |  |  | 1
934373 | AD1-061 E | 0.41 | 201 | 75 | 0 | 7.6 | 0 |  |  | -0.0222 |  |  |  | 0 |  | 1 | NEWENERGY | AD1-061 |  |  | 1
235067 | AD1-061 C | 0.41 | 201 | 75 | 0 | 13.4 | 11.15 |  |  | -0.0222 |  |  |  | 0 |  | 1 | CAPACITY | AD1-061 |  |  | 1
243084 | 05RUTLAN | 138 | 205 | 60 | 0 | 46.4 | 38.62 |  |  | -0.02221 |  |  |  | 0.08289 |  | 1 | CAPACITY | Rutlan |  |  | 1
235724 | 01GUILF2 | 13.8 | 201 | 53 | 8 | 50 | 41.61 |  |  | -0.02223 |  |  |  | 0.06171 |  | 1 | CAPACITY |  |  |  | 1
235723 | 01GUILF1 | 13.8 | 201 | 53 | 8 | 50 | 41.61 |  |  | -0.02223 |  |  |  | 0.06171 |  | 1 | CAPACITY |  |  |  | 1
938756 | AE1-101 E1 | 0.6 | 201 | 75 | 0 | 67.3 | 0 |  |  | -0.02224 |  |  |  | 0 |  | 1 | NEWENERGY |  |  |  | 1
938757 | AE1-101 E2 | 0.48 | 201 | 75 | 0 | 50 | 0 |  |  | -0.02224 |  |  |  | 0.05 |  | 1 | MTX |  |  |  | 1
235062 | AE1-101 C1 | 0.6 | 201 | 75 | 82.8 | 100.5 | 83.64 |  |  | -0.02224 |  |  |  | 0 |  | 1 | CAPACITY |  |  |  | 1
235063 | AE1-101 C2 | 0.48 | 201 | 75 | 0 | 0.1 | 0 |  |  | -0.02224 |  |  |  | 0 |  | 1 | CAPACITY |  |  |  | 1
936063 | AD2-009_E | 0.6 | 201 | 75 | 0 | 21.9 | 0 |  |  | -0.02225 |  |  |  | 0 |  | 1 | NEWENERGY | AD2-009 |  |  | 1
237085 | AD2-009_C | 0.6 | 201 | 75 | 0 | 48.1 | 40.03 |  |  | -0.02225 |  |  |  | 0 |  | 1 | CAPACITY | AD2-009 |  |  | 1
237329 | 01CHBRG_I12 | 69 | 201 | 65 | 0 | 29.5 | 24.55 |  |  | -0.02232 |  |  |  | 0.12185 |  | 1 | CAPACITY |  |  |  | 1
220911 | PERRYG51 | 18 | 232 | 57 | 10 | 139.8 | 116.35 |  |  | -0.02235 |  |  |  | 0.06171 |  | 1 | CAPACITY |  |  |  | 1
220923 | PERRY U6 | 13.8 | 232 | 57 | 10 | 113.6 | 94.54 |  |  | -0.02235 |  |  |  | 0.06171 |  | 1 | CAPACITY |  |  |  | 1
220910 | PERRYG34 | 13.8 | 232 | 57 | 10 | 104 | 86.55 |  |  | -0.02235 |  |  |  | 0.06171 |  | 1 | CAPACITY |  |  |  | 1
220909 | PERRYG12 | 13.8 | 232 | 57 | 10 | 52 | 43.28 |  |  | -0.02235 |  |  |  | 0.06171 |  | 1 | CAPACITY |  |  |  | 1
946352 | AF1-299 E | 34.5 | 232 | 75 | 0 | 8 | 0 |  |  | -0.02235 |  |  |  | 0 |  | 1 | NEWENERGY | AF1-299 |  |  | 1
946362 | AF1-300 E | 34.5 | 232 | 75 | 0 | 8 | 0 |  |  | -0.02235 |  |  |  | 0 |  | 1 | NEWENERGY | AF1-300 |  |  | 1
223402 | AF1-300 C | 34.5 | 232 | 75 | 0 | 9 | 7.49 |  |  | -0.02235 |  |  |  | 0 |  | 1 | CAPACITY | AF1-300 |  |  | 1
223401 | AF1-299 C | 34.5 | 232 | 75 | 0 | 9 | 7.49 |  |  | -0.02235 |  |  |  | 0 |  | 1 | CAPACITY | AF1-299 |  |  | 1
223205 | Y2-100 | 34.5 | 232 | 62 | 0 | 4 | 3.33 |  |  | -0.02235 |  |  |  | 0 |  | 1 | CAPACITY |  |  |  | 1
223204 | AA2-072 E | 34.5 | 232 | 75 | 0 | 1.1 | 0 |  |  | -0.02243 |  |  |  | 0 |  | 1 | NEWENERGY | AA2-072 |  |  | 1
935045 | AD1-140 E | 0.57 | 202 | 75 | 0 | 79.2 | 0 |  |  | -0.02264 |  |  |  | 0 |  | 1 | NEWENERGY | AD1-140 |  |  | 1
253028 | 09GRNVIL | 69 | 209 | 77 | 80 | 206 | 171.44 |  |  | -0.02264 |  |  |  | 0.22492 |  | 1 | NEW |  |  |  | 1
241972 | AD1-140 C | 0.57 | 202 | 75 | 0 | 95.8 | 79.73 |  |  | -0.02264 |  |  |  | 0 |  | 1 | CAPACITY | AD1-140 |  |  | 1
205908 | AC1-048 E | 0.39 | 227 | 75 | 0 | 46.5 | 0 |  |  | -0.02266 |  |  |  | 0 |  | 1 | NEWENERGY | AC1-048 |  |  | 1
205907 | AC1-048 C | 0.39 | 227 | 75 | 0 | 28.5 | 0 |  |  | -0.02266 |  |  |  | 0 |  | 1 | NEW | AC1-048 |  |  | 1
208907 | HOLT 697 | 13.2 | 229 | 60 | 0 | 132 | 109.86 |  |  | -0.02278 |  |  |  | 0.15891 |  | 1 | CAPACITY |  |  |  | 1
939902 | AE1-226 E | 69 | 229 | 75 | 0 | 10.4 | 0 |  |  | -0.02278 |  |  |  | 0 |  | 1 | NEWENERGY | AE1-226 |  |  | 1
208904 | HOLT 696 | 13.2 | 229 | 60 | 23 | 58.4 | 48.6 |  |  | -0.02278 |  |  |  | 0.40498 |  | 1 | CAPACITY |  |  |  | 1
208903 | HOLT 695 | 12.5 | 229 | 60 | 26 | 53.2 | 44.28 |  |  | -0.02278 |  |  |  | 0.40498 |  | 1 | CAPACITY |  |  |  | 1
208254 | AF2-280 E | 12.5 | 229 | 75 | 0 | 3 | 0 |  |  | -0.02278 |  |  |  | 0 |  | 1 | NEWENERGY | AF2-280 |  |  | 1
208856 | AE1-226 C | 69 | 229 | 75 | 0 | 9.4 | 7.82 |  |  | -0.02278 |  |  |  | 0 |  | 1 | CAPACITY | AE1-226 |  |  | 1
208923 | BUSO V4-027 | 12.5 | 229 | 75 | 0 | 3 | 2.5 |  |  | -0.02278 |  |  |  | 0 |  | 1 | CAPACITY | V4-027 |  |  | 1
208474 | KINZ 1 | 12.5 | 229 | 77 | 0 | 3 | 2.5 |  |  | -0.02278 |  |  |  | 0 |  | 1 | CAPACITY |  |  |  | 1
916007 | BUSO V4-027 | 12.5 | 229 | 75 | 0 | 0.1 | 0 |  |  | -0.02278 |  |  |  | 0 |  | 1 | NEWENERGY | V4-027 |  |  | 1
208253 | AF2-280 BAT | 12.5 | 229 | 76 | -1.5 | 0.1 | 0 |  |  | -0.02278 |  |  |  | 0 |  | 1 | MTX | AF2-265 |  |  | 1
938834 | AE1-109 E3 | 0.55 | 201 | 75 | 0 | 3.77 | 0 |  |  | -0.02285 |  |  |  | 0 |  | 1 | NEWENERGY | AE1-109 |  |  | 1
938833 | AE1-109 E2 | 0.55 | 201 | 75 | 0 | 3.77 | 0 |  |  | -0.02285 |  |  |  | 0 |  | 1 | NEWENERGY | AE1-109 |  |  | 1
938832 | AE1-109 E1 | 0.55 | 201 | 75 | 0 | 3.77 | 0 |  |  | -0.02285 |  |  |  | 0 |  | 1 | NEWENERGY | AE1-109 |  |  | 1
238110 | AE1-109 C3 | 0.55 | 201 | 75 | 0 | 2.9 | 2.41 |  |  | -0.02285 |  |  |  | 0 |  | 1 | CAPACITY | AE1-109 |  |  | 1
238109 | AE1-109 C2 | 0.55 | 201 | 75 | 0 | 2.9 | 2.41 |  |  | -0.02285 |  |  |  | 0 |  | 1 | CAPACITY | AE1-109 |  |  | 1
238108 | AE1-109 C1 | 0.55 | 201 | 75 | 0 | 2.9 | 2.41 |  |  | -0.02285 |  |  |  | 0 |  | 1 | CAPACITY | AE1-109 |  |  | 1
901242 | W1-045 E OP1 | 23 | 226 | 75 | 0 | 8.37 | 0 |  |  | -0.02289 |  |  |  | 0 |  | 1 | NEWENERGY | W1-045 |  |  | 1
203905 | 26W1-045 C | 23 | 226 | 75 | 0 | 9.03 | 7.51 |  |  | -0.02289 |  |  |  | 0 |  | 1 | CAPACITY | W1-045 |  |  | 1
927062 | AC1-194 E | 0.55 | 205 | 75 | 0 | 77 | 0 |  |  | -0.02291 |  |  |  | 0 |  | 1 | NEWENERGY | AC1-194 |  |  | 1
253344 | AC1-166 E | 0.36 | 209 | 75 | 0 | 16.3 | 0 |  |  | -0.02291 |  |  |  | 0 |  | 1 | NEWENERGY | AC1-166 |  |  | 1
253339 | AC1-165 E | 0.36 | 209 | 75 | 0 | 16.3 | 0 |  |  | -0.02291 |  |  |  | 0 |  | 1 | NEWENERGY | AC1-165 |  |  | 1
253326 | AC1-069 E | 0.36 | 209 | 75 | 0 | 15.9 | 0 |  |  | -0.02291 |  |  |  | 0 |  | 1 | NEWENERGY | AC1-069 |  |  | 1
253334 | AC1-068 E | 0.36 | 209 | 75 | 0 | 15.9 | 0 |  |  | -0.02291 |  |  |  | 0 |  | 1 | NEWENERGY | AC1-068 |  |  | 1
270291 | AC1-194 C | 0.55 | 205 | 75 | 0 | 48 | 39.95 |  |  | -0.02291 |  |  |  | 0 |  | 1 | CAPACITY | AC1-194 |  |  | 1
253333 | AC1-068 C | 0.36 | 209 | 75 | 0 | 34 | 28.3 |  |  | -0.02291 |  |  |  | 0 |  | 1 | CAPACITY | AC1-068 |  |  | 1
253325 | AC1-069 C | 0.36 | 209 | 75 | 0 | 34 | 28.3 |  |  | -0.02291 |  |  |  | 0 |  | 1 | CAPACITY | AC1-069 |  |  | 1
253343 | AC1-166 C | 0.36 | 209 | 75 | 0 | 33.6 | 27.96 |  |  | -0.02291 |  |  |  | 0 |  | 1 | CAPACITY | AC1-166 |  |  | 1
253338 | AC1-165 C | 0.36 | 209 | 75 | 0 | 33.6 | 27.96 |  |  | -0.02291 |  |  |  | 0 |  | 1 | CAPACITY | AC1-165 |  |  | 1
208769 | SISO | 12.5 | 229 | 2 | 0 | 1.6 | 0 |  |  | -0.02291 |  |  |  | 0 |  | 1 | ENERGY |  |  |  | 1
208876 | WLAN | 12.5 | 229 | 77 | 0 | 3 | 2.5 |  |  | -0.02291 |  |  |  | 0 |  | 1 | CAPACITY |  |  |  | 1
208916 | SAHA8910 | 13.8 | 229 | 61 | -3 | 114.5 | 95.29 |  |  | -0.02293 |  |  |  | 0.22863 |  | 1 | CAPACITY |  |  |  | 1
208915 | SAHA 567 | 13.8 | 229 | 61 | -3 | 97 | 80.73 |  |  | -0.02292 |  |  |  | 0.22863 |  | 1 | CAPACITY |  |  |  | 1
208917 | SAHA1112 | 13.8 | 229 | 61 | -2 | 76.5 | 63.67 |  |  | -0.02293 |  |  |  | 0.15891 |  | 1 | CAPACITY |  |  |  | 1
208914 | SAHA 34 | 13.8 | 229 | 61 | -2 | 64.5 | 53.68 |  |  | -0.02292 |  |  |  | 0.15891 |  | 1 | CAPACITY |  |  |  | 1
208913 | SAHA 12 | 13.8 | 229 | 61 | -2 | 64 | 53.26 |  |  | -0.02292 |  |  |  | 0.15891 |  | 1 | CAPACITY |  |  |  | 1
242894 | 05MTG1 | 26 | 205 | 18 | 500 | 1308.1 | 1088.66 |  |  | -0.02294 |  |  |  | 0.08416 |  | 1 | CAPACITY | MTG1 |  |  | 1
925346 | AC1-001 E | 0.38 | 205 | 75 | 0 | 15.97 | 0 |  |  | -0.02293 |  |  |  | 0 |  | 1 | NEWENERGY | AC1-001 |  |  | 1
270263 | AC1-001 C | 0.38 | 205 | 75 | 0 | 33.93 | 28.24 |  |  | -0.02293 |  |  |  | 0 |  | 1 | CAPACITY | AC1-001 |  |  | 1
200870 | 26C_T85_W218 | 23 | 226 | 64 | 3.2 | 5.6 | 4.66 |  |  | -0.02294 |  |  |  | 0 |  | 1 | CAPACITY |  |  |  | 1
209030 | FRFA O01 | 12.5 | 229 | 75 | 0 | 3.2 | 0 |  |  | -0.02295 |  |  |  | 0 |  | 1 | NEWENERGY |  |  |  | 1
208527 | AF2-279 E | 12.5 | 229 | 75 | 0 | 3 | 0 |  |  | -0.02295 |  |  |  | 0 |  | 1 | NEWENERGY | AF2-279 |  |  | 1
208835 | TUHI V3-051 | 12.5 | 229 | 74 | 0 | 3.2 | 2.66 |  |  | -0.02295 |  |  |  | 0 |  | 1 | CAPACITY | V3-051 |  |  | 1
208526 | AF2-279 BAT | 12.5 | 229 | 76 | -1.5 | 0.1 | 0 |  |  | -0.02295 |  |  |  | 0 |  | 1 | MTX | AF2-354 |  |  | 1
204649 | 27ORTAN CT | 13.8 | 227 | 56 | 0 | 20.5 | 17.06 |  |  | -0.02301 |  |  |  | 0.06171 |  | 1 | CAPACITY |  |  |  | 1
205922 | AF2-268 E | 115 | 227 | 75 | 0 | 2 | 0 |  |  | -0.02301 |  |  |  | 0 |  | 1 | NEWENERGY | AF2-268 |  |  | 1
205916 | AD1-020_C | 0.6 | 227 | 75 | 0 | 53.6 | 0 |  |  | -0.02302 |  |  |  | 0 |  | 1 | NEW | AD1-020 |  |  | 1
205917 | AD1-020 ES | 0.6 | 227 | 75 | 0 | 21.5 | 0 |  |  | -0.02302 |  |  |  | 0 |  | 1 | NEW | AD1-020 |  |  | 1
204647 | 27HUNTR CT | 13.8 | 227 | 56 | 9 | 64 | 53.26 |  |  | -0.02306 |  |  |  | 0.17394 |  | 1 | CAPACITY |  |  |  | 1
204648 | 27MOUNT CT | 13.8 | 227 | 56 | 6 | 40.5 | 33.71 |  |  | -0.02307 |  |  |  | 0.11961 |  | 1 | CAPACITY |  |  |  | 1
213508 | CON10-11 | 13.8 | 230 | 61 | 65 | 130 | 108.19 |  |  | -0.02309 |  |  |  | 0.15891 |  | 1 | CAPACITY |  |  |  | 1
213518 | CONOW8-9 | 13.8 | 230 | 61 | 65 | 130 | 108.19 |  |  | -0.02309 |  |  |  | 0.15891 |  | 1 | CAPACITY |  |  |  | 1
213515 | CONOW3-4 | 13.8 | 230 | 61 | 44 | 96 | 79.9 |  |  | -0.02309 |  |  |  | 0.15891 |  | 1 | CAPACITY |  |  |  | 1
213516 | CONOW5-6 | 13.8 | 230 | 61 | 34 | 84 | 69.91 |  |  | -0.02309 |  |  |  | 0.15891 |  | 1 | CAPACITY |  |  |  | 1
213514 | CONOW1-2 | 13.8 | 230 | 61 | 34 | 84 | 69.91 |  |  | -0.02309 |  |  |  | 0.15891 |  | 1 | CAPACITY |  |  |  | 1
213517 | CONOW7 | 13.8 | 230 | 60 | 22 | 48 | 39.95 |  |  | -0.02309 |  |  |  | 0.08289 |  | 1 | CAPACITY |  |  |  | 1
205920 | AF2-101 C | 115 | 227 | 75 | 0 | 1.8 | 0 |  |  | -0.02309 |  |  |  | 0 |  | 1 | NEW | AF2-101 |  |  | 1
958072 | AF2-101 E | 115 | 227 | 75 | 0 | 1.2 | 0 |  |  | -0.02309 |  |  |  | 0 |  | 1 | NEWENERGY | AF2-101 |  |  | 1
205921 | AF2-151 C | 115 | 227 | 75 | 0 | 1.8 | 0 |  |  | -0.02309 |  |  |  | 0 |  | 1 | NEW | AF2-151 |  |  | 1
958602 | AF2-151 E | 115 | 227 | 75 | 0 | 1.2 | 0 |  |  | -0.02309 |  |  |  | 0 |  | 1 | NEWENERGY | AF2-151 |  |  | 1
200034 | PCHBTM 2 | 22 | 230 | 41 | 150 | 1288.2 | 1072.09 |  |  | -0.02311 |  |  |  | 0.01278 |  | 1 | CAPACITY |  |  |  | 1
200202 | DELTA2 ST | 19.5 | 230 | 58 | 0 | 382 | 317.92 |  |  | -0.02311 |  |  |  | 0.02619 |  | 1 | CAPACITY | DELTA2 |  |  | 1
200200 | DELTA2 CT1 | 18 | 230 | 58 | 0 | 224 | 186.42 |  |  | -0.02311 |  |  |  | 0.02619 |  | 1 | CAPACITY | DELTA2 |  |  | 1
200201 | DELTA2 CT2 | 18 | 230 | 58 | 0 | 224 | 186.42 |  |  | -0.02311 |  |  |  | 0.02619 |  | 1 | CAPACITY | DELTA2 |  |  | 1
200195 | DELTA ST | 18 | 230 | 58 | 50 | 193 | 160.62 |  |  | -0.02311 |  |  |  | 0.02619 |  | 1 | CAPACITY | DELTA |  |  | 1
200194 | DELTA CT3 | 13.8 | 230 | 58 | 80 | 125 | 104.03 |  |  | -0.02311 |  |  |  | 0.02619 |  | 1 | CAPACITY | DELTA |  |  | 1
200193 | DELTA CT2 | 13.8 | 230 | 58 | 80 | 125 | 104.03 |  |  | -0.02311 |  |  |  | 0.02619 |  | 1 | CAPACITY | DELTA |  |  | 1
200192 | DELTA CT1 | 13.8 | 230 | 58 | 80 | 125 | 104.03 |  |  | -0.02311 |  |  |  | 0.02619 |  | 1 | CAPACITY | DELTA |  |  | 1
204646 | 27HAM CT | 13.8 | 227 | 56 | 3 | 20.6 | 17.14 |  |  | -0.02311 |  |  |  | 0.06171 |  | 1 | CAPACITY |  |  |  | 1
200035 | PCHBTM 3 | 22 | 230 | 41 | 150 | 1307 | 1087.74 |  |  | -0.02311 |  |  |  | 0.01278 |  | 1 | CAPACITY |  |  |  | 1
200203 | Y1-065-STG | 23.5 | 225 | 58 | 0 | 460 | 382.83 |  |  | -0.02313 |  |  |  | 0.02619 |  | 1 | CAPACITY | Y1-065 |  |  | 1
200205 | Y1-065-CTG2 | 21 | 225 | 58 | 100 | 266 | 221.38 |  |  | -0.02313 |  |  |  | 0.02619 |  | 1 | CAPACITY | Y1-065 |  |  | 1
200204 | Y1-065-CTG1 | 21 | 225 | 58 | 100 | 266 | 221.38 |  |  | -0.02313 |  |  |  | 0.02619 |  | 1 | CAPACITY | Y1-065 |  |  | 1
938385 | AE1-071-E | 0.6 | 226 | 75 | 0 | 38 | 0 |  |  | -0.02313 |  |  |  | 0 |  | 1 | NEWENERGY | AE1-071 |  |  | 1
200055 | ROCKSP 4 | 18 | 225 | 57 | 139.3 | 169 | 140.65 |  |  | -0.02313 |  |  |  | 0.06171 |  | 1 | CAPACITY |  |  |  | 1
200054 | ROCKSP 3 | 18 | 225 | 57 | 139.3 | 169 | 140.65 |  |  | -0.02313 |  |  |  | 0.06171 |  | 1 | CAPACITY |  |  |  | 1
200052 | ROCKSP 1 | 18 | 225 | 57 | 138.1 | 167.5 | 139.4 |  |  | -0.02313 |  |  |  | 0.06171 |  | 1 | CAPACITY |  |  |  | 1
200053 | ROCKSP 2 | 18 | 225 | 57 | 137.2 | 166.5 | 138.57 |  |  | -0.02313 |  |  |  | 0.06171 |  | 1 | CAPACITY |  |  |  | 1
203975 | AE1-071-C | 0.6 | 226 | 75 | 0 | 62.1 | 51.68 |  |  | -0.02313 |  |  |  | 0 |  | 1 | CAPACITY | AE1-071 |  |  | 1
213795 | MDYRN7-8 | 13.8 | 230 | 62 | 0 | 268 | 223.04 |  |  | -0.02313 |  |  |  | 0.05545 |  | 1 | CAPACITY |  |  |  | 1
213793 | MDYRN3-4 | 13.8 | 230 | 62 | 0 | 268 | 223.04 |  |  | -0.02313 |  |  |  | 0.05545 |  | 1 | CAPACITY |  |  |  | 1
213794 | MDYRN5-6 | 13.8 | 230 | 62 | 0 | 267 | 222.21 |  |  | -0.02313 |  |  |  | 0.05545 |  | 1 | CAPACITY |  |  |  | 1
213792 | MDYRN1-2 | 13.8 | 230 | 62 | 0 | 267 | 222.21 |  |  | -0.02313 |  |  |  | 0.05545 |  | 1 | CAPACITY |  |  |  | 1
204650 | 27TOLNA CT | 13.8 | 227 | 56 | 6 | 41.2 | 34.29 |  |  | -0.02314 |  |  |  | 0.11961 |  | 1 | CAPACITY |  |  |  | 1
204639 | 27GLATFLTR | 13.2 | 227 | 11 | 0 | 35 | 29.13 |  |  | -0.02313 |  |  |  | 0.08416 |  | 1 | CAPACITY |  |  |  | 1
204555 | 27QUEEN ST | 115 | 227 | 75 | 0 | 5 | 0 |  |  | -0.02314 |  |  |  | 0 |  | 1 | NEWENERGY |  |  |  | 1
213554 | DALEVLLE | 35 | 230 | 62 | 0 | 4 | 0 |  |  | -0.02313 |  |  |  | 0 |  | 1 | ENERGY |  |  |  | 1
939562 | AE1-185 E | 69 | 227 | 75 | 0 | 7.4 | 0 |  |  | -0.02315 |  |  |  | 0 |  | 1 | NEWENERGY | AE1-185 |  |  | 1
939665 | AE1-196_E | 0.55 | 227 | 75 | 0 | 7.17 | 0 |  |  | -0.02315 |  |  |  | 0 |  | 1 | NEWENERGY | AE1-196 |  |  | 1
936925 | AD2-116_E | 0.55 | 227 | 75 | 0 | 7 | 0 |  |  | -0.02315 |  |  |  | 0 |  | 1 | NEWENERGY | AD2-116 |  |  | 1
204642 | 27YK SOLID | 13.8 | 227 | 1 | 0 | 30 | 24.97 |  |  | -0.02315 |  |  |  | 0.08416 |  | 1 | CAPACITY |  |  |  | 1
205932 | AD2-116_C | 0.55 | 227 | 75 | 0 | 13 | 10.82 |  |  | -0.02315 |  |  |  | 0 |  | 1 | CAPACITY | AD2-116 |  |  | 1
205956 | AE1-196_GEN | 0.55 | 227 | 75 | 0 | 13 | 10.82 |  |  | -0.02315 |  |  |  | 0 |  | 1 | CAPACITY | AE1-196 |  |  | 1
205943 | AE1-185 C | 69 | 227 | 75 | 0 | 12.6 | 10.49 |  |  | -0.02315 |  |  |  | 0 |  | 1 | CAPACITY | AE1-185 |  |  | 1
205930 | AF2-099 C | 115 | 227 | 75 | 0 | 1.8 | 0 |  |  | -0.02316 |  |  |  | 0 |  | 1 | NEW | AF2-099 |  |  | 1
205931 | AF2-100 C | 115 | 227 | 75 | 0 | 1.8 | 0 |  |  | -0.02316 |  |  |  | 0 |  | 1 | NEW | AF2-100 |  |  | 1
958062 | AF2-100 E | 115 | 227 | 75 | 0 | 1.2 | 0 |  |  | -0.02316 |  |  |  | 0 |  | 1 | NEWENERGY | AF2-100 |  |  | 1
958052 | AF2-099 E | 115 | 227 | 75 | 0 | 1.2 | 0 |  |  | -0.02316 |  |  |  | 0 |  | 1 | NEWENERGY | AF2-099 |  |  | 1
236001 | 01WARRIOR RN | 18 | 201 | 12 | 72 | 180 | 149.8 |  |  | -0.02317 |  |  |  | 0.08416 |  | 1 | CAPACITY |  |  |  | 1
235526 | 01WR_AA1-100 | 138 | 201 | 76 | -11 | 11 | 0 |  |  | -0.02317 |  |  |  | 0.0975 |  | 1 | MTX | AA1-100 |  |  | 1
939005 | AE1-129 E | 0.63 | 227 | 75 | 0 | 32.6 | 0 |  |  | -0.02319 |  |  |  | 0 |  | 1 | NEWENERGY | AE1-129 |  |  | 1
204660 | 27YK H STA | 115 | 227 | 60 | 15.7 | 19 | 15.81 |  |  | -0.02319 |  |  |  | 0.08289 |  | 1 | CAPACITY |  |  |  | 1
205951 | AE1-129 C | 0.63 | 227 | 75 | 0 | 0.9 | 0.75 |  |  | -0.02319 |  |  |  | 0 |  | 1 | CAPACITY | AE1-129 |  |  | 1
925254 | AB2-179 E | 0.38 | 235 | 75 | 0 | 12.4 | 0 |  |  | -0.0232 |  |  |  | 0 |  | 1 | NEWENERGY | AB2-179 |  |  | 1
945092 | AF1-174 E | 35 | 230 | 75 | 0 | 8 | 0 |  |  | -0.0232 |  |  |  | 0 |  | 1 | NEWENERGY | AF1-174 |  |  | 1
233935 | AB2-179 C | 0.38 | 235 | 75 | 0 | 37.6 | 31.29 |  |  | -0.0232 |  |  |  | 0 |  | 1 | CAPACITY | AB2-179 |  |  | 1
944722 | AF1-137 E O1 | 35 | 230 | 75 | 0 | 3.9 | 0 |  |  | -0.0232 |  |  |  | 0 |  | 1 | NEWENERGY | AF1-137 |  |  | 1
216408 | AF1-174 C | 35 | 230 | 75 | 0 | 12 | 9.99 |  |  | -0.0232 |  |  |  | 0 |  | 1 | CAPACITY | AF1-174 |  |  | 1
216407 | AF1-137 C O1 | 35 | 230 | 75 | 0 | 5.85 | 4.87 |  |  | -0.0232 |  |  |  | 0 |  | 1 | CAPACITY | AF1-137 |  |  | 1
923962 | AB2-037 E | 230 | 235 | 75 | 0 | 125.3 | 0 |  |  | -0.02321 |  |  |  | 0 |  | 1 | NEWENERGY |  |  |  | 1
233987 | AB2-037 C | 230 | 235 | 75 | 0 | 76.7 | 0 |  |  | -0.02321 |  |  |  | 0 |  | 1 | NEW | AB2-037 |  |  | 1
923952 | AB2-036 E | 138 | 235 | 75 | 0 | 57.1 | 0 |  |  | -0.02321 |  |  |  | 0 |  | 1 | NEWENERGY | AB2-036 |  |  | 1
924822 | AB2-135 E | 69 | 235 | 75 | 0 | 34.1 | 0 |  |  | -0.02321 |  |  |  | 0 |  | 1 | NEWENERGY | AB2-135 |  |  | 1
924802 | AB2-133 E | 0.6 | 235 | 75 | 0 | 31.2 | 0 |  |  | -0.0232 |  |  |  | 0 |  | 1 | NEWENERGY | AB2-133 |  |  | 1
925152 | AB2-172 E OP | 0.55 | 235 | 75 | 0 | 31 | 0 |  |  | -0.02321 |  |  |  | 0 |  | 1 | NEWENERGY | AB2-172 |  |  | 1
936615 | AD2-076_E | 0.39 | 235 | 75 | 0 | 30.38 | 0 |  |  | -0.02321 |  |  |  | 0 |  | 1 | NEWENERGY | AD2-076 |  |  | 1
233961 | AE1-087 GEN | 0.63 | 235 | 76 | 0 | 16 | 0 |  |  | -0.02321 |  |  |  | 0.0975 |  | 1 | MTX |  |  |  | 1
923925 | AB2-153 E | 0.6 | 235 | 75 | 0 | 12.4 | 0 |  |  | -0.02321 |  |  |  | 0 |  | 1 | NEWENERGY | AB2-153 |  |  | 1
232418 | X3-008 E | 69 | 235 | 75 | 0 | 12.4 | 0 |  |  | -0.02321 |  |  |  | 0 |  | 1 | NEWENERGY | X3-008 |  |  | 1
231906 | DC3 NUG | 13.8 | 235 | 57 | 0 | 71.3 | 59.34 |  |  | -0.02321 |  |  |  | 0.06171 |  | 1 | CAPACITY |  |  |  | 1
232902 | EASTMUNI | 69 | 235 | 62 | 0 | 68.4 | 56.92 |  |  | -0.02321 |  |  |  | 0.12185 |  | 1 | CAPACITY |  |  |  | 1
231902 | DC CT7 | 13.8 | 235 | 57 | 0 | 57 | 47.44 |  |  | -0.02321 |  |  |  | 0.06171 |  | 1 | CAPACITY |  |  |  | 1
231915 | DC CT6 | 13.8 | 235 | 57 | 0 | 55 | 45.77 |  |  | -0.02321 |  |  |  | 0.06171 |  | 1 | CAPACITY |  |  |  | 1
923928 | AB2-032 E | 0.6 | 235 | 75 | 0 | 6.4 | 0 |  |  | -0.02321 |  |  |  | 0 |  | 1 | NEWENERGY | AB2-032 |  |  | 1
233919 | AB1-142 E | 0.55 | 235 | 75 | 0 | 6.3 | 0 |  |  | -0.02321 |  |  |  | 0 |  | 1 | NEWENERGY | AB1-142 |  |  | 1
233916 | AB1-141 E | 0.55 | 235 | 75 | 0 | 6.3 | 0 |  |  | -0.02321 |  |  |  | 0 |  | 1 | NEWENERGY | AB1-141 |  |  | 1
232425 | Y1-079 E | 24.9 | 235 | 75 | 0 | 6.2 | 0 |  |  | -0.02321 |  |  |  | 0 |  | 1 | NEWENERGY | Y1-079 |  |  | 1
233984 | AB2-036 C | 138 | 235 | 75 | 0 | 34.9 | 29.05 |  |  | -0.02321 |  |  |  | 0 |  | 1 | CAPACITY | AB2-036 |  |  | 1
923603 | AB1-176 E | 69 | 235 | 75 | 0 | 5.6 | 0 |  |  | -0.02321 |  |  |  | 0 |  | 1 | NEWENERGY | AB1-176 |  |  | 1
233944 | AB2-135 C | 69 | 235 | 75 | 0 | 29.9 | 24.88 |  |  | -0.02321 |  |  |  | 0 |  | 1 | CAPACITY | AB2-135 |  |  | 1
233982 | AB2-133 C | 0.6 | 235 | 75 | 0 | 24.6 | 20.47 |  |  | -0.0232 |  |  |  | 0 |  | 1 | CAPACITY | AB2-133 |  |  | 1
938655 | AE1-087 E | 0.63 | 235 | 76 | -20 | 4 | 0 |  |  | -0.02321 |  |  |  | 0 |  | 1 | MTX |  |  |  | 1
231131 | BLOOM ENRGY | 138 | 235 | 62 | 0 | 23.8 | 19.81 |  |  | -0.02321 |  |  |  | 0.12185 |  | 1 | CAPACITY |  |  |  | 1
232423 | X3-066 E | 12.5 | 235 | 75 | 0 | 3.72 | 0 |  |  | -0.02321 |  |  |  | 0 |  | 1 | NEWENERGY | X3-066 |  |  | 1
233955 | AB2-172 C OP | 0.55 | 235 | 75 | 0 | 19 | 15.81 |  |  | -0.02321 |  |  |  | 0 |  | 1 | CAPACITY | AB2-172 |  |  | 1
233968 | AD2-076_C | 0.39 | 235 | 75 | 0 | 18.62 | 15.5 |  |  | -0.02321 |  |  |  | 0 |  | 1 | CAPACITY | AD2-076 |  |  | 1
231907 | DC10 | 13.8 | 235 | 55 | 5 | 17.8 | 14.81 |  |  | -0.02321 |  |  |  | 0.06171 |  | 1 | CAPACITY |  |  |  | 1
233930 | AB2-032 GEN | 0.6 | 235 | 75 | 0 | 13.6 | 11.32 |  |  | -0.02321 |  |  |  | 0 |  | 1 | CAPACITY | AB2-032 |  |  | 1
233915 | AB1-141 C | 0.55 | 235 | 75 | 0 | 13.5 | 11.23 |  |  | -0.02321 |  |  |  | 0 |  | 1 | CAPACITY | AB1-141 |  |  | 1
233918 | AB1-142 C | 0.55 | 235 | 75 | 0 | 13.5 | 11.23 |  |  | -0.02321 |  |  |  | 0 |  | 1 | CAPACITY | AB1-142 |  |  | 1
233933 | AB2-153 GEN | 0.6 | 235 | 75 | 0 | 7.6 | 6.32 |  |  | -0.02321 |  |  |  | 0 |  | 1 | CAPACITY | AB2-153 |  |  | 1
232417 | X3-008 C | 69 | 235 | 75 | 0 | 7.6 | 6.32 |  |  | -0.02321 |  |  |  | 0 |  | 1 | CAPACITY | X3-008 |  |  | 1
232424 | Y1-079 C | 24.9 | 235 | 75 | 0 | 3.8 | 3.16 |  |  | -0.02321 |  |  |  | 0 |  | 1 | CAPACITY | Y1-079 |  |  | 1
232436 | AB1-176 C | 69 | 235 | 75 | 0 | 3.4 | 2.83 |  |  | -0.02321 |  |  |  | 0 |  | 1 | CAPACITY | AB1-176 |  |  | 1
232422 | X3-066 C | 12.5 | 235 | 75 | 0 | 3.08 | 2.56 |  |  | -0.02321 |  |  |  | 0 |  | 1 | CAPACITY | X3-066 |  |  | 1
232416 | X2-083 | 34.5 | 235 | 62 | 0 | 2.6 | 2.16 |  |  | -0.02321 |  |  |  | 0 |  | 1 | CAPACITY |  |  |  | 1
930202 | AB1-056 E | 230 | 235 | 74 | 0 | 183.4 | 0 |  |  | -0.02321 |  |  |  | 0 |  | 1 | NEWENERGY | AB1-056 |  |  | 1
918835 | AA1-102 E | 0.55 | 235 | 75 | 0 | 93 | 0 |  |  | -0.02321 |  |  |  | 0 |  | 1 | NEWENERGY | AA1-102 |  |  | 1
233902 | AA2-069 | 230 | 235 | 58 | 0 | 451 | 375.34 |  |  | -0.02322 |  |  |  | 0.02619 |  | 1 | CAPACITY |  |  |  | 1
233920 | W3-032A-CTG1 | 18 | 235 | 58 | 0 | 193 | 160.62 |  |  | -0.02322 |  |  |  | 0.02619 |  | 1 | CAPACITY | Garrison |  |  | 1
231914 | HR8 | 18 | 235 | 58 | 50 | 190 | 158.13 |  |  | -0.02321 |  |  |  | 0.02619 |  | 1 | CAPACITY | Hay Road CC2 |  |  | 1
231901 | EM4 | 19 | 235 | 12 | 50 | 174 | 144.81 |  |  | -0.02322 |  |  |  | 0.08416 |  | 1 | CAPACITY |  |  |  | 1
924832 | AB2-136 E | 69 | 235 | 75 | 0 | 26.3 | 0 |  |  | -0.02321 |  |  |  | 0 |  | 1 | NEWENERGY | AB2-136 |  |  | 1
232907 | VN8 | 18 | 235 | 21 | 50 | 153 | 127.33 |  |  | -0.02321 |  |  |  | 0.08416 |  | 1 | CAPACITY |  |  |  | 1
933632 | AC2-185 E | 138 | 235 | 75 | 0 | 24.8 | 0 |  |  | -0.02322 |  |  |  | 0 |  | 1 | NEWENERGY | AC2-185 |  |  | 1
231912 | HR6 | 13.8 | 235 | 58 | 80 | 125 | 104.03 |  |  | -0.02321 |  |  |  | 0.02619 |  | 1 | CAPACITY | Hay Road CC2 |  |  | 1
231911 | HR5 | 13.8 | 235 | 58 | 80 | 125 | 104.03 |  |  | -0.02321 |  |  |  | 0.02619 |  | 1 | CAPACITY | Hay Road CC2 |  |  | 1
231913 | HR7 | 13.8 | 235 | 58 | 80 | 125 | 104.03 |  |  | -0.02321 |  |  |  | 0.02619 |  | 1 | CAPACITY | Hay Road CC2 |  |  | 1
231909 | HR2 | 13.8 | 235 | 58 | 80 | 125 | 104.03 |  |  | -0.02322 |  |  |  | 0.02619 |  | 1 | CAPACITY | Hay Road CC1 |  |  | 1
231910 | HR3 | 13.8 | 235 | 58 | 80 | 125 | 104.03 |  |  | -0.02322 |  |  |  | 0.02619 |  | 1 | CAPACITY | Hay Road CC1 |  |  | 1
231908 | HR1 | 13.8 | 235 | 58 | 80 | 125 | 104.03 |  |  | -0.02322 |  |  |  | 0.02619 |  | 1 | CAPACITY | Hay Road CC1 |  |  | 1
233921 | W3-032A-STG1 | 13.8 | 235 | 58 | 0 | 116.2 | 96.71 |  |  | -0.02322 |  |  |  | 0.02619 |  | 1 | CAPACITY | Garrison |  |  | 1
231916 | EM3 | 13.2 | 235 | 11 | 30 | 86 | 71.57 |  |  | -0.02322 |  |  |  | 0.08416 |  | 1 | CAPACITY |  |  |  | 1
232405 | W1-003 E | 138 | 235 | 75 | 0 | 12.4 | 0 |  |  | -0.02321 |  |  |  | 0 |  | 1 | NEWENERGY | W1-003 |  |  | 1
232407 | W1-004 E | 138 | 235 | 75 | 0 | 12.4 | 0 |  |  | -0.02321 |  |  |  | 0 |  | 1 | NEWENERGY | W1-004 |  |  | 1
232411 | W1-006 E | 138 | 235 | 75 | 0 | 12.4 | 0 |  |  | -0.02321 |  |  |  | 0 |  | 1 | NEWENERGY | W1-006 |  |  | 1
232409 | W1-005 E | 138 | 235 | 75 | 0 | 12.4 | 0 |  |  | -0.02321 |  |  |  | 0 |  | 1 | NEWENERGY | W1-005 |  |  | 1
917082 | Z2-012 E | 69 | 235 | 75 | 0 | 12.4 | 0 |  |  | -0.02321 |  |  |  | 0 |  | 1 | NEWENERGY | Z2-012 |  |  | 1
933665 | AC2-188 E | 0.55 | 235 | 75 | 0 | 12.4 | 0 |  |  | -0.02321 |  |  |  | 0 |  | 1 | NEWENERGY | AC2-188 |  |  | 1
933655 | AC2-187 E | 0.55 | 235 | 75 | 0 | 12.4 | 0 |  |  | -0.02321 |  |  |  | 0 |  | 1 | NEWENERGY | AC2-187 |  |  | 1
926132 | AC1-091 E | 138 | 235 | 75 | 0 | 12.3 | 0 |  |  | -0.02322 |  |  |  | 0 |  | 1 | NEWENERGY | AC1-091 |  |  | 1
926142 | AC1-092 E | 138 | 235 | 75 | 0 | 12.3 | 0 |  |  | -0.02322 |  |  |  | 0 |  | 1 | NEWENERGY | AC1-092 |  |  | 1
926152 | AC1-093 E | 138 | 235 | 75 | 0 | 11.7 | 0 |  |  | -0.02322 |  |  |  | 0 |  | 1 | NEWENERGY | AC1-093 |  |  | 1
233906 | AB1-056 C | 230 | 235 | 74 | 0 | 64.4 | 53.6 |  |  | -0.02321 |  |  |  | 0 |  | 1 | CAPACITY | AB1-056 |  |  | 1
232851 | DUP-SFR1 | 12.5 | 235 | 29 | 0 | 10 | 0 |  |  | -0.02321 |  |  |  | 0.08416 |  | 1 | ENERGY |  |  |  | 1
926162 | AC1-094 E | 138 | 235 | 75 | 0 | 9.9 | 0 |  |  | -0.02322 |  |  |  | 0 |  | 1 | NEWENERGY | AC1-094 |  |  | 1
232429 | Y3-058 E | 69 | 235 | 75 | 0 | 9.3 | 0 |  |  | -0.02321 |  |  |  | 0 |  | 1 | NEWENERGY | Y3-058 |  |  | 1
233923 | AA1-102 C | 0.55 | 235 | 75 | 0 | 51.1 | 42.53 |  |  | -0.02321 |  |  |  | 0 |  | 1 | CAPACITY | AA1-102 |  |  | 1
232899 | W1-062 | 13.2 | 235 | 57 | 0 | 49 | 40.78 |  |  | -0.02321 |  |  |  | 0.06171 |  | 1 | CAPACITY |  |  |  | 1
232900 | DEMECSMY | 13.2 | 235 | 57 | 0 | 48 | 39.95 |  |  | -0.02321 |  |  |  | 0.06171 |  | 1 | CAPACITY |  |  |  | 1
232912 | OH NUG1 | 13.8 | 235 | 53 | 37.1 | 45 | 37.45 |  |  | -0.02321 |  |  |  | 0.06171 |  | 1 | CAPACITY |  |  |  | 1
232916 | OH NUG5 | 13.8 | 235 | 53 | 37.1 | 45 | 37.45 |  |  | -0.02321 |  |  |  | 0.06171 |  | 1 | CAPACITY |  |  |  | 1
232914 | OH NUG3 | 13.8 | 235 | 53 | 37.1 | 45 | 37.45 |  |  | -0.02321 |  |  |  | 0.06171 |  | 1 | CAPACITY |  |  |  | 1
232917 | OH NUG6 | 13.8 | 235 | 53 | 36.9 | 44.8 | 37.28 |  |  | -0.02321 |  |  |  | 0.06171 |  | 1 | CAPACITY |  |  |  | 1
232915 | OH NUG4 | 13.8 | 235 | 53 | 36.8 | 44.7 | 37.2 |  |  | -0.02321 |  |  |  | 0.06171 |  | 1 | CAPACITY |  |  |  | 1
232918 | OH NUG7 | 13.8 | 235 | 53 | 36.8 | 44.7 | 37.2 |  |  | -0.02321 |  |  |  | 0.06171 |  | 1 | CAPACITY |  |  |  | 1
232913 | OH NUG2 | 13.8 | 235 | 53 | 36.6 | 44.4 | 36.95 |  |  | -0.02321 |  |  |  | 0.06171 |  | 1 | CAPACITY |  |  |  | 1
232901 | NORTHST | 69 | 235 | 56 | 5 | 44.4 | 36.95 |  |  | -0.02322 |  |  |  | 0.06171 |  | 1 | CAPACITY |  |  |  | 1
232910 | NRG_G1 | 13.8 | 235 | 56 | 0 | 44 | 36.62 |  |  | -0.02321 |  |  |  | 0.06171 |  | 1 | CAPACITY |  |  |  | 1
232911 | NRG_G2 | 13.8 | 235 | 56 | 0 | 44 | 36.62 |  |  | -0.02321 |  |  |  | 0.06171 |  | 1 | CAPACITY |  |  |  | 1
933645 | AC2-186 E | 0.55 | 235 | 75 | 0 | 6.2 | 0 |  |  | -0.02321 |  |  |  | 0 |  | 1 | NEWENERGY | AC2-186 |  |  | 1
925262 | AB2-180 E | 0.38 | 235 | 75 | 0 | 6 | 0 |  |  | -0.02321 |  |  |  | 0 |  | 1 | NEWENERGY | AB2-180 |  |  | 1
232921 | TASLEY2G | 13.2 | 235 | 56 | 24.6 | 29.9 | 24.88 |  |  | -0.02321 |  |  |  | 0.06171 |  | 1 | CAPACITY |  |  |  | 1
233946 | AB2-136 C | 69 | 235 | 75 | 0 | 24.8 | 20.64 |  |  | -0.02321 |  |  |  | 0 |  | 1 | CAPACITY | AB2-136 |  |  | 1
232412 | X1-032 E | 138 | 235 | 75 | 0 | 4 | 0 |  |  | -0.02321 |  |  |  | 0 |  | 1 | NEWENERGY | X1-032 |  |  | 1
231919 | CHRIST1 | 12 | 235 | 56 | 0 | 23 | 19.14 |  |  | -0.02322 |  |  |  | 0.06171 |  | 1 | CAPACITY |  |  |  | 1
231920 | CHRIST2 | 12 | 235 | 56 | 0 | 22.9 | 19.06 |  |  | -0.02322 |  |  |  | 0.06171 |  | 1 | CAPACITY |  |  |  | 1
231918 | WEST 1 | 12 | 235 | 55 | 5 | 17.2 | 14.31 |  |  | -0.02321 |  |  |  | 0.06171 |  | 1 | CAPACITY |  |  |  | 1
232920 | IR10 | 13.2 | 235 | 55 | 12.6 | 16.1 | 13.4 |  |  | -0.02321 |  |  |  | 0.06171 |  | 1 | CAPACITY |  |  |  | 1
232616 | GEN FOOD | 13.2 | 235 | 11 | 0 | 15.2 | 12.65 |  |  | -0.02322 |  |  |  | 0.08416 |  | 1 | CAPACITY |  |  |  | 1
233973 | AC2-185 C | 138 | 235 | 75 | 0 | 15.2 | 12.65 |  |  | -0.02322 |  |  |  | 0 |  | 1 | CAPACITY | AC2-185 |  |  | 1
232919 | VN10 | 13.2 | 235 | 55 | 11.8 | 14.3 | 11.9 |  |  | -0.02321 |  |  |  | 0.06171 |  | 1 | CAPACITY |  |  |  | 1
233942 | AB2-180 C | 0.38 | 235 | 75 | 0 | 14 | 11.65 |  |  | -0.02321 |  |  |  | 0 |  | 1 | CAPACITY | AB2-180 |  |  | 1
960882 | AF2-379 E | 69 | 235 | 75 | 0 | 2.26 | 0 |  |  | -0.02321 |  |  |  | 0 |  | 1 | NEWENERGY | AF2-379 |  |  | 1
232408 | W1-005 C | 138 | 235 | 75 | 0 | 13.36 | 11.12 |  |  | -0.02321 |  |  |  | 0 |  | 1 | CAPACITY | W1-005 |  |  | 1
232410 | W1-006 C | 138 | 235 | 75 | 0 | 13.36 | 11.12 |  |  | -0.02321 |  |  |  | 0 |  | 1 | CAPACITY | W1-006 |  |  | 1
232404 | W1-003 C | 138 | 235 | 75 | 0 | 13.36 | 11.12 |  |  | -0.02321 |  |  |  | 0 |  | 1 | CAPACITY | W1-003 |  |  | 1
232406 | W1-004 C | 138 | 235 | 75 | 0 | 13.36 | 11.12 |  |  | -0.02321 |  |  |  | 0 |  | 1 | CAPACITY | W1-004 |  |  | 1
232427 | Y1-080 E | 69 | 235 | 75 | 0 | 2.1 | 0 |  |  | -0.02321 |  |  |  | 0 |  | 1 | NEWENERGY | Y1-080 |  |  | 1
232905 | CHERITON_25 | 24.9 | 235 | 62 | 0 | 12.5 | 10.4 |  |  | -0.02321 |  |  |  | 0.12185 |  | 1 | CAPACITY |  |  |  | 1
231917 | EM10 | 13.1 | 235 | 55 | 5 | 12 | 9.99 |  |  | -0.02322 |  |  |  | 0.06171 |  | 1 | CAPACITY |  |  |  | 1
232435 | Z2-077 E | 24.9 | 235 | 75 | 0 | 2.01 | 0 |  |  | -0.02321 |  |  |  | 0 |  | 1 | NEWENERGY | Z2-077 |  |  | 1
232433 | Z2-076 E | 24.9 | 235 | 75 | 0 | 2.01 | 0 |  |  | -0.02321 |  |  |  | 0 |  | 1 | NEWENERGY | Z2-076 |  |  | 1
232926 | CRISFLD1 | 12.5 | 235 | 62 | 0 | 10 | 8.32 |  |  | -0.02321 |  |  |  | 0 |  | 1 | CAPACITY |  |  |  | 1
960872 | AF2-378 E | 12.5 | 235 | 75 | 0 | 1.54 | 0 |  |  | -0.02321 |  |  |  | 0 |  | 1 | NEWENERGY | AF2-378 |  |  | 1
232428 | Y3-058 C | 69 | 235 | 75 | 0 | 8.9 | 7.41 |  |  | -0.02321 |  |  |  | 0 |  | 1 | CAPACITY | Y3-058 |  |  | 1
233901 | CHERRYDALE C | 69 | 235 | 75 | 0 | 7.6 | 6.32 |  |  | -0.02321 |  |  |  | 0 |  | 1 | CAPACITY | Z2-012 |  |  | 1
233952 | AC2-187 C | 0.55 | 235 | 75 | 0 | 7.6 | 6.32 |  |  | -0.02321 |  |  |  | 0 |  | 1 | CAPACITY | AC2-187 |  |  | 1
233954 | AC2-188 C | 0.55 | 235 | 75 | 0 | 7.6 | 6.32 |  |  | -0.02321 |  |  |  | 0 |  | 1 | CAPACITY | AC2-188 |  |  | 1
233970 | AC1-092 C | 138 | 235 | 75 | 0 | 7.5 | 6.24 |  |  | -0.02322 |  |  |  | 0 |  | 1 | CAPACITY | AC1-092 |  |  | 1
233939 | AC1-091 C | 138 | 235 | 75 | 0 | 7.5 | 6.24 |  |  | -0.02322 |  |  |  | 0 |  | 1 | CAPACITY | AC1-091 |  |  | 1
233971 | AC1-093 C | 138 | 235 | 75 | 0 | 7.1 | 5.91 |  |  | -0.02322 |  |  |  | 0 |  | 1 | CAPACITY | AC1-093 |  |  | 1
233900 | O-025 C | 24.9 | 235 | 62 | 0 | 6 | 4.99 |  |  | -0.02321 |  |  |  | 0 |  | 1 | CAPACITY |  |  |  | 1
233972 | AC1-094 C | 138 | 235 | 75 | 0 | 6 | 4.99 |  |  | -0.02322 |  |  |  | 0 |  | 1 | CAPACITY | AC1-094 |  |  | 1
233985 | AG1-318 E | 12.5 | 235 | 76 | -1 | 1 | 0 |  |  | -0.02321 |  |  |  | 0 |  | 1 | MTX |  |  |  | 1
232434 | Z2-077 C | 24.9 | 235 | 75 | 0 | 3.99 | 3.32 |  |  | -0.02321 |  |  |  | 0 |  | 1 | CAPACITY | Z2-077 |  |  | 1
232432 | Z2-076 C | 24.9 | 235 | 75 | 0 | 3.99 | 3.32 |  |  | -0.02321 |  |  |  | 0 |  | 1 | CAPACITY | Z2-076 |  |  | 1
231940 | T-011 | 69 | 235 | 62 | 0 | 3.8 | 3.16 |  |  | -0.02321 |  |  |  | 0 |  | 1 | CAPACITY |  |  |  | 1
233950 | AC2-186 C | 0.55 | 235 | 75 | 0 | 3.8 | 3.16 |  |  | -0.02321 |  |  |  | 0 |  | 1 | CAPACITY | AC2-186 |  |  | 1
232813 | VAUGHN | 69 | 235 | 62 | 0 | 3 | 2.5 |  |  | -0.02321 |  |  |  | 0 |  | 1 | CAPACITY |  |  |  | 1
233940 | AF2-379 C | 69 | 235 | 75 | 0 | 1.64 | 1.37 |  |  | -0.02321 |  |  |  | 0 |  | 1 | CAPACITY | AF2-379 |  |  | 1
232426 | Y1-080 FULL | 69 | 235 | 75 | 0 | 1.28 | 1.07 |  |  | -0.02321 |  |  |  | 0 |  | 1 | CAPACITY | Y1-080 |  |  | 1
233964 | AF2-378 C | 12.5 | 235 | 75 | 0 | 1.11 | 0.92 |  |  | -0.02321 |  |  |  | 0 |  | 1 | CAPACITY | AF2-378 |  |  | 1
231900 | EM5 | 23 | 235 | 24 | 100 | 438.9 | 365.27 |  |  | -0.02323 |  |  |  | 0.08416 |  | 1 | CAPACITY |  |  |  | 1
231505 | HR4 | 18 | 235 | 58 | 50 | 185.3 | 154.21 |  |  | -0.02323 |  |  |  | 0.02619 |  | 1 | CAPACITY | Hay Road CC1 |  |  | 1
208922 | DART W1-054 | 12.5 | 229 | 62 | 0 | 11.4 | 0 |  |  | -0.02323 |  |  |  | 0.12185 |  | 1 | ENERGY |  |  |  | 1
208885 | WNHO | 12.5 | 229 | 77 | 0 | 3.2 | 2.66 |  |  | -0.02323 |  |  |  | 0 |  | 1 | CAPACITY |  |  |  | 1
208697 | PRIN B34 | 12.5 | 229 | 77 | 0 | 3.2 | 2.66 |  |  | -0.02323 |  |  |  | 0 |  | 1 | CAPACITY |  |  |  | 1
200039 | HOPE CG1 | 25 | 231 | 41 | 971.2 | 1178.3 | 980.63 |  |  | -0.02324 |  |  |  | 0.01278 |  | 1 | CAPACITY |  |  |  | 1
200036 | SALEM-G1 | 25 | 231 | 41 | 944.4 | 1145.8 | 953.58 |  |  | -0.02324 |  |  |  | 0.01278 |  | 1 | CAPACITY |  |  |  | 1
200037 | SALEM-G2 | 25 | 231 | 41 | 938.7 | 1138.9 | 947.84 |  |  | -0.02324 |  |  |  | 0.01278 |  | 1 | CAPACITY |  |  |  | 1
213893 | PHLISST1 | 20 | 230 | 58 | 184 | 267 | 222.21 |  |  | -0.02324 |  |  |  | 0.02619 |  | 1 | CAPACITY | PHILLIPS ISLAND |  |  | 1
200062 | SALEM G3 | 22 | 225 | 56 | 0 | 38.4 | 0 |  |  | -0.02324 |  |  |  | 0.06171 |  | 1 | ENERGY |  |  |  | 1
213888 | PHLISCT1 | 18 | 230 | 58 | 100 | 182 | 151.47 |  |  | -0.02324 |  |  |  | 0.02619 |  | 1 | CAPACITY | PHILLIPS ISLAND |  |  | 1
213889 | PHLISCT2 | 18 | 230 | 58 | 100 | 182 | 151.47 |  |  | -0.02324 |  |  |  | 0.02619 |  | 1 | CAPACITY | PHILLIPS ISLAND |  |  | 1
213890 | PHLISCT3 | 18 | 230 | 58 | 100 | 182 | 151.47 |  |  | -0.02324 |  |  |  | 0.02619 |  | 1 | CAPACITY | PHILLIPS ISLAND |  |  | 1
213589 | EDDYSTN4 | 24 | 230 | 23 | 38 | 380 | 316.25 |  |  | -0.02326 |  |  |  | 0.08416 |  | 1 | CAPACITY |  |  |  | 1
213587 | EDDYSTN3 | 24 | 230 | 23 | 38 | 380 | 316.25 |  |  | -0.02326 |  |  |  | 0.08416 |  | 1 | CAPACITY |  |  |  | 1
213740 | LIBE_ST1 | 18 | 230 | 58 | 120 | 222.4 | 185.09 |  |  | -0.02326 |  |  |  | 0 |  | 1 | CAPACITY | LIBERTY EDDY |  |  | 1
213739 | LIBE_CT2 | 18 | 230 | 58 | 65 | 166.9 | 138.9 |  |  | -0.02326 |  |  |  | 0 |  | 1 | CAPACITY | LIBERTY EDDY |  |  | 1
213738 | LIBE_CT1 | 18 | 230 | 58 | 65 | 166.9 | 138.9 |  |  | -0.02326 |  |  |  | 0.02619 |  | 1 | CAPACITY | LIBERTY EDDY |  |  | 1
213497 | CHSTR7-9 | 13.8 | 230 | 55 | 15 | 39 | 32.46 |  |  | -0.02326 |  |  |  | 0.17394 |  | 1 | CAPACITY |  |  |  | 1
213590 | EDY30-40 | 13.8 | 230 | 55 | 10 | 34 | 28.3 |  |  | -0.02326 |  |  |  | 0.11961 |  | 1 | CAPACITY |  |  |  | 1
216403 | AE2-010_CTG1 | 13.2 | 230 | 55 | 0 | 14.5 | 12.07 |  |  | -0.02326 |  |  |  | 0.06171 |  | 1 | CAPACITY |  |  |  | 1
216404 | AE2-010_CTG2 | 13.2 | 230 | 55 | 0 | 14.5 | 12.07 |  |  | -0.02326 |  |  |  | 0.06171 |  | 1 | CAPACITY |  |  |  | 1
213577 | EDDYST20 | 13.8 | 230 | 55 | 5 | 13 | 10.82 |  |  | -0.02326 |  |  |  | 0.06171 |  | 1 | CAPACITY |  |  |  | 1
213575 | EDDYST10 | 13.8 | 230 | 55 | 5 | 13 | 10.82 |  |  | -0.02326 |  |  |  | 0.06171 |  | 1 | CAPACITY |  |  |  | 1
208902 | BRIS G3 | 24 | 229 | 16 | 334 | 749 | 623.35 |  |  | -0.02328 |  |  |  | 0.08416 |  | 1 | CAPACITY |  |  |  | 1
208901 | BRIS G2 | 18 | 229 | 14 | 138 | 366.1 | 304.68 |  |  | -0.02328 |  |  |  | 0.08416 |  | 1 | CAPACITY | Bris2 |  |  | 1
208900 | BRIS G1 | 18 | 229 | 14 | 138 | 309.4 | 257.5 |  |  | -0.02328 |  |  |  | 0.08416 |  | 1 | CAPACITY | Bris1 |  |  | 1
213632 | GFCP | 13.8 | 230 | 58 | 27 | 163 | 135.66 |  |  | -0.02327 |  |  |  | 0.02619 |  | 1 | CAPACITY | GRAYS FERRY |  |  | 1
213400 | COVANTA DELA | 13.8 | 230 | 1 | 20 | 75 | 62.42 |  |  | -0.02327 |  |  |  | 0.08416 |  | 1 | CAPACITY |  |  |  | 1
237084 | AD1-018 E | 0.38 | 201 | 75 | 0 | 12.4 | 0 |  |  | -0.02327 |  |  |  | 0 |  | 1 | NEWENERGY | AD1-018 |  |  | 1
237089 | AD1-018 C | 0.38 | 201 | 75 | 0 | 7.6 | 0 |  |  | -0.02327 |  |  |  | 0 |  | 1 | NEW | AD1-018 |  |  | 1
213942 | SCHUYLKILL | 13.8 | 230 | 55 | 10 | 30 | 24.97 |  |  | -0.02327 |  |  |  | 0.11961 |  | 1 | CAPACITY |  |  |  | 1
213958 | STHWK5-6 | 13.8 | 230 | 55 | 10 | 26 | 21.64 |  |  | -0.02328 |  |  |  | 0.11961 |  | 1 | CAPACITY |  |  |  | 1
213957 | STHWK3-4 | 13.8 | 230 | 55 | 10 | 26 | 21.64 |  |  | -0.02328 |  |  |  | 0.11961 |  | 1 | CAPACITY |  |  |  | 1
938790 | AE1-104_E2 | 3.1 | 234 | 74 | 0 | 155.5 | 0 |  |  | -0.02329 |  |  |  | 0 |  | 1 | NEWENERGY | AE1-104 |  |  | 1
938795 | AE1-104_E1 | 3.1 | 234 | 74 | 0 | 155.5 | 0 |  |  | -0.02329 |  |  |  | 0 |  | 1 | NEWENERGY | AE1-104 |  |  | 1
230406 | Q90 ST-CC | 22 | 234 | 58 | 80 | 337.7 | 281.05 |  |  | -0.02329 |  |  |  | 0.02619 |  | 1 | CAPACITY | Q90 |  |  | 1
230405 | Q90 GT2-CC | 18 | 234 | 58 | 0 | 201.4 | 167.61 |  |  | -0.02329 |  |  |  | 0.02619 |  | 1 | CAPACITY | Q90 |  |  | 1
230404 | Q90 GT1-CC | 18 | 234 | 58 | 0 | 201.4 | 167.61 |  |  | -0.02329 |  |  |  | 0.02619 |  | 1 | CAPACITY | Q90 |  |  | 1
228203 | P06 | 13.8 | 234 | 57 | 73.9 | 89.6 | 74.57 |  |  | -0.02328 |  |  |  | 0.06171 |  | 1 | CAPACITY |  |  |  | 1
228202 | CUMB CT | 13.8 | 234 | 57 | 70.5 | 85.5 | 71.16 |  |  | -0.02328 |  |  |  | 0.06171 |  | 1 | CAPACITY |  |  |  | 1
228206 | SHRMN CT | 13.8 | 234 | 57 | 69.2 | 83.9 | 69.82 |  |  | -0.02328 |  |  |  | 0.06171 |  | 1 | CAPACITY |  |  |  | 1
228357 | V2-046E | 12.9 | 234 | 75 | 12.9 | 12.9 | 0 |  |  | -0.02328 |  |  |  | 0 |  | 1 | NEWENERGY | V2-046 |  |  | 1
230422 | AE1-104_GEN1 | 3.1 | 234 | 74 | 0 | 60.5 | 50.35 |  |  | -0.02329 |  |  |  | 0 |  | 1 | CAPACITY | AE1-104 |  |  | 1
230425 | AE1-104_GEN2 | 3.1 | 234 | 74 | 0 | 60.5 | 50.35 |  |  | -0.02329 |  |  |  | 0 |  | 1 | CAPACITY | AE1-104 |  |  | 1
228400 | MICK 1CT | 13.8 | 234 | 57 | 47.1 | 57.2 | 47.6 |  |  | -0.02329 |  |  |  | 0.06171 |  | 1 | CAPACITY |  |  |  | 1
228717 | S121 | 13.8 | 234 | 29 | 47 | 57 | 47.44 |  |  | -0.02328 |  |  |  | 0.08416 |  | 1 | CAPACITY |  |  |  | 1
228727 | W2-039G | 13.8 | 234 | 29 | 45.7 | 55.5 | 46.19 |  |  | -0.02328 |  |  |  | 0.08416 |  | 1 | CAPACITY |  |  |  | 1
228201 | CARL#2CT | 13.8 | 234 | 56 | 32.3 | 39.2 | 32.62 |  |  | -0.02328 |  |  |  | 0.06171 |  | 1 | CAPACITY |  |  |  | 1
228200 | CARL#1CT | 13.8 | 234 | 56 | 31 | 37.6 | 31.29 |  |  | -0.02328 |  |  |  | 0.06171 |  | 1 | CAPACITY |  |  |  | 1
228261 | V4-054E | 12.9 | 234 | 75 | 0 | 6.2 | 0 |  |  | -0.02328 |  |  |  | 0 |  | 1 | NEWENERGY | V4-054 |  |  | 1
924052 | AB2-049 E | 69 | 234 | 75 | 0 | 6.2 | 0 |  |  | -0.02329 |  |  |  | 0 |  | 1 | NEWENERGY | AB2-049 |  |  | 1
902092 | W1-130E | 12.9 | 234 | 75 | 0 | 5.7 | 0 |  |  | -0.02329 |  |  |  | 0 |  | 1 | NEWENERGY | W1-130 |  |  | 1
213561 | DLWR9-10 | 13.8 | 230 | 55 | 10 | 30 | 24.97 |  |  | -0.02329 |  |  |  | 0.11961 |  | 1 | CAPACITY |  |  |  | 1
213560 | DLW11-12 | 13.8 | 230 | 55 | 10 | 26 | 21.64 |  |  | -0.02329 |  |  |  | 0.11961 |  | 1 | CAPACITY |  |  |  | 1
228471 | VALERO1 | 13.8 | 234 | 58 | 18.1 | 22 | 18.31 |  |  | -0.02329 |  |  |  | 0.02619 |  | 1 | CAPACITY | Valero |  |  | 1
228702 | WEST CT | 13.8 | 234 | 56 | 0 | 21.1 | 17.56 |  |  | -0.02328 |  |  |  | 0.06171 |  | 1 | CAPACITY |  |  |  | 1
228712 | V2-041E | 13.2 | 234 | 75 | 2.5 | 2.48 | 0 |  |  | -0.02328 |  |  |  | 0 |  | 1 | NEWENERGY | V2-041 |  |  | 1
227881 | GRENWCHG | 2.4 | 234 | 2 | 1.7 | 1.7 | 0 |  |  | -0.02329 |  |  |  | 0 |  | 1 | ENERGY |  |  |  | 1
228484 | VALERO4 | 13.8 | 234 | 58 | 0 | 10 | 8.32 |  |  | -0.02329 |  |  |  | 0 |  | 1 | CAPACITY | Valero |  |  | 1
228473 | VALERO3 | 13.8 | 234 | 58 | 0 | 10 | 8.32 |  |  | -0.02329 |  |  |  | 0 |  | 1 | CAPACITY | Valero |  |  | 1
228472 | VALERO2 | 13.8 | 234 | 58 | 0 | 10 | 8.32 |  |  | -0.02329 |  |  |  | 0 |  | 1 | CAPACITY | Valero |  |  | 1
228351 | V2-046C | 12.9 | 234 | 75 | 0 | 7.8 | 6.49 |  |  | -0.02328 |  |  |  | 0 |  | 1 | CAPACITY | V2-046 |  |  | 1
228721 | V2-035E | 12.9 | 234 | 75 | 1.2 | 1.2 | 0 |  |  | -0.02329 |  |  |  | 0 |  | 1 | NEWENERGY | V2-035 |  |  | 1
230410 | AE1-218 E O1 | 12.9 | 234 | 75 | 0 | 1.2 | 0 |  |  | -0.02329 |  |  |  | 0 |  | 1 | NEWENERGY | AE1-218 |  |  | 1
945971 | AF1-262 | 12.9 | 234 | 75 | 0 | 0.9 | 0 |  |  | -0.02329 |  |  |  | 0 |  | 1 | NEWENERGY |  |  |  | 1
230403 | AB1-116 E | 12.9 | 234 | 28 | 0 | 0.78 | 0 |  |  | -0.02329 |  |  |  | 0 |  | 1 | ENERGY |  |  |  | 1
228733 | AB1-119 E | 12.9 | 234 | 28 | 0 | 0.73 | 0 |  |  | -0.02329 |  |  |  | 0 |  | 1 | ENERGY |  |  |  | 1
228260 | V4-054C | 12.9 | 234 | 75 | 0 | 3.8 | 3.16 |  |  | -0.02328 |  |  |  | 0 |  | 1 | CAPACITY | V4-054 |  |  | 1
228728 | W1-130C | 12.9 | 234 | 75 | 0 | 3.2 | 2.66 |  |  | -0.02329 |  |  |  | 0 |  | 1 | CAPACITY | W1-130 |  |  | 1
228251 | CARLLS#4 | 12.9 | 234 | 62 | 0 | 3 | 2.5 |  |  | -0.02328 |  |  |  | 0 |  | 1 | CAPACITY |  |  |  | 1
228732 | V1-021 C | 0.48 | 234 | 62 | 0 | 2 | 1.66 |  |  | -0.02329 |  |  |  | 0 |  | 1 | CAPACITY |  |  |  | 1
228711 | V2-041C | 13.2 | 234 | 75 | 0 | 1.52 | 1.26 |  |  | -0.02328 |  |  |  | 0 |  | 1 | CAPACITY | V2-041 |  |  | 1
230415 | AB2-049 C | 69 | 234 | 75 | 0 | 1.14 | 0.95 |  |  | -0.02329 |  |  |  | 0 |  | 1 | CAPACITY | AB2-049 |  |  | 1
230409 | AE1-218 C O1 | 12.9 | 234 | 75 | 0 | 0.8 | 0.67 |  |  | -0.02329 |  |  |  | 0 |  | 1 | CAPACITY | AE1-218 |  |  | 1
228720 | V2-035C | 12.9 | 234 | 75 | 0 | 0.76 | 0.63 |  |  | -0.02329 |  |  |  | 0 |  | 1 | CAPACITY | V2-035 |  |  | 1
219231 | EAGLEPT_G2 | 13.8 | 231 | 58 | 55 | 83 | 69.08 |  |  | -0.02329 |  |  |  | 0.02619 |  | 1 | CAPACITY | EAGLE POINT |  |  | 1
219230 | EAGLEPT_G1 | 13.8 | 231 | 58 | 55 | 83 | 69.08 |  |  | -0.02329 |  |  |  | 0.02619 |  | 1 | CAPACITY | EAGLE POINT |  |  | 1
219126 | CAMDEN_CTG | 13.8 | 231 | 58 | 0 | 80.1 | 66.66 |  |  | -0.0233 |  |  |  | 0.02619 |  | 1 | CAPACITY | CAMDEN COGEN TECH |  |  | 1
219124 | CAMDEN_STG | 13.8 | 231 | 58 | 0 | 65.2 | 54.26 |  |  | -0.0233 |  |  |  | 0 |  | 1 | CAPACITY | CAMDEN COGEN TECH |  |  | 1
213918 | RICHMD91 | 13.8 | 230 | 56 | 20 | 49 | 40.78 |  |  | -0.0233 |  |  |  | 0.06171 |  | 1 | CAPACITY |  |  |  | 1
213919 | RICHMD92 | 13.8 | 230 | 56 | 20 | 49 | 40.78 |  |  | -0.0233 |  |  |  | 0.06171 |  | 1 | CAPACITY |  |  |  | 1
219913 | AD2-042 E | 26.4 | 231 | 75 | 0 | 8.2 | 0 |  |  | -0.0233 |  |  |  | 0 |  | 1 | NEWENERGY | AD2-042 |  |  | 1
219229 | EAGLEPT_ST1 | 13.8 | 231 | 58 | 20 | 42 | 34.95 |  |  | -0.02329 |  |  |  | 0 |  | 1 | CAPACITY | EAGLE POINT |  |  | 1
219915 | AD2-027 E | 26.4 | 231 | 75 | 0 | 6.2 | 0 |  |  | -0.0233 |  |  |  | 0 |  | 1 | NEWENERGY | AD2-027 |  |  | 1
902432 | W2-030 E | 12.9 | 234 | 75 | 0 | 6 | 0 |  |  | -0.02329 |  |  |  | 0 |  | 1 | NEWENERGY | W2-030 |  |  | 1
228731 | V3-036 | 23 | 234 | 55 | 0 | 5.5 | 0 |  |  | -0.02329 |  |  |  | 0.06171 |  | 1 | ENERGY |  |  |  | 1
219235 | EAGLEPT_ST2 | 13.8 | 231 | 58 | 0 | 30 | 24.97 |  |  | -0.02329 |  |  |  | 0 |  | 1 | CAPACITY | EAGLE POINT |  |  | 1
213806 | COVANTA PLYM | 13.8 | 230 | 2 | 4.7 | 28 | 23.3 |  |  | -0.02329 |  |  |  | 0.08416 |  | 1 | CAPACITY |  |  |  | 1
219128 | GLOUCSTR_26 | 26.4 | 231 | 77 | 0 | 27.03 | 22.5 |  |  | -0.0233 |  |  |  | 0 |  | 1 | CAPACITY |  |  |  | 1
219286 | CAMD CO RR | 26.4 | 231 | 2 | 0 | 24 | 19.97 |  |  | -0.0233 |  |  |  | 0.08416 |  | 1 | CAPACITY |  |  |  | 1
925392 | AC1-010 E | 26.4 | 231 | 75 | 0 | 3.8 | 0 |  |  | -0.0233 |  |  |  | 0 |  | 1 | NEWENERGY | AC1-010 |  |  | 1
208848 | HOLA U1-067 | 12.5 | 229 | 64 | 3.6 | 3.6 | 0 |  |  | -0.0233 |  |  |  | 0 |  | 1 | ENERGY |  |  |  | 1
219765 | PARADISE E | 13 | 231 | 75 | 0 | 3.2 | 0 |  |  | -0.0233 |  |  |  | 0 |  | 1 | NEWENERGY | U4-036 |  |  | 1
219259 | KINSLEYDEP E | 13.2 | 231 | 75 | 0 | 3.1 | 0 |  |  | -0.02329 |  |  |  | 0 |  | 1 | NEWENERGY | Y2-081 |  |  | 1
230408 | AD2-065 E | 12.9 | 234 | 75 | 0 | 3.03 | 0 |  |  | -0.02329 |  |  |  | 0 |  | 1 | NEWENERGY | AD2-065 |  |  | 1
910862 | OWENSCORIN E | 13.2 | 231 | 75 | 0 | 3 | 0 |  |  | -0.0233 |  |  |  | 0 |  | 1 | NEWENERGY | X3-075 |  |  | 1
219199 | CAMDEN_26 | 26.4 | 231 | 77 | 0 | 15.47 | 12.87 |  |  | -0.0233 |  |  |  | 0 |  | 1 | CAPACITY |  |  |  | 1
230414 | AF1-041 E | 69 | 234 | 75 | 0 | 2.4 | 0 |  |  | -0.02329 |  |  |  | 0 |  | 1 | NEWENERGY | AF1-041 |  |  | 1
219624 | KINSLEYBEA E | 13.2 | 231 | 75 | 0 | 2.36 | 0 |  |  | -0.02329 |  |  |  | 0 |  | 1 | NEWENERGY | Y3-087 |  |  | 1
219240 | MANTUACREK E | 26.4 | 231 | 76 | -2 | 2 | 0 |  |  | -0.0233 |  |  |  | 0 |  | 1 | MTX | X2-013 |  |  | 1
219267 | WHEELBRDEPTF | 26.4 | 231 | 2 | 0 | 11.1 | 9.24 |  |  | -0.0233 |  |  |  | 0 |  | 1 | CAPACITY |  |  |  | 1
227928 | V4-067E | 12.9 | 234 | 75 | 1.6 | 1.6 | 0 |  |  | -0.02329 |  |  |  | 0 |  | 1 | NEWENERGY | V4-067 |  |  | 1
219162 | BEAVERBK_L1 | 13.2 | 231 | 77 | 0 | 9.15 | 7.61 |  |  | -0.02329 |  |  |  | 0 |  | 1 | CAPACITY |  |  |  | 1
219163 | BEAVERBK_L2 | 13.2 | 231 | 77 | 0 | 9.15 | 7.61 |  |  | -0.02329 |  |  |  | 0 |  | 1 | CAPACITY |  |  |  | 1
214030 | WAYNEJCT | 13.8 | 230 | 77 | 0 | 8.8 | 7.32 |  |  | -0.0233 |  |  |  | 0 |  | 1 | CAPACITY |  |  |  | 1
930002 | AB1-001 E | 12.9 | 234 | 75 | 0 | 1.43 | 0 |  |  | -0.02329 |  |  |  | 0 |  | 1 | NEWENERGY | AB1-001 |  |  | 1
227841 | ONTRIO 4 | 12.9 | 234 | 74 | 0 | 7.5 | 6.24 |  |  | -0.02329 |  |  |  | 0 |  | 1 | CAPACITY |  |  |  | 1
219180 | DEPTFORD_L1 | 13.2 | 231 | 77 | 0 | 7.32 | 6.09 |  |  | -0.02329 |  |  |  | 0 |  | 1 | CAPACITY |  |  |  | 1
219255 | DEPTFORD_L3 | 13.2 | 231 | 77 | 0 | 7.32 | 6.09 |  |  | -0.02329 |  |  |  | 0 |  | 1 | CAPACITY |  |  |  | 1
219181 | DEPTFORD_L2 | 13.2 | 231 | 77 | 0 | 7.32 | 6.09 |  |  | -0.02329 |  |  |  | 0 |  | 1 | CAPACITY |  |  |  | 1
219256 | DEPTFORD_L4 | 13.2 | 231 | 77 | 0 | 7.32 | 6.09 |  |  | -0.02329 |  |  |  | 0 |  | 1 | CAPACITY |  |  |  | 1
219629 | LAWNSIDE_L3 | 13.2 | 231 | 77 | 0 | 6.12 | 5.09 |  |  | -0.0233 |  |  |  | 0 |  | 1 | CAPACITY |  |  |  | 1
219725 | LAWNSIDE_L2 | 13.2 | 231 | 77 | 0 | 6.12 | 5.09 |  |  | -0.0233 |  |  |  | 0 |  | 1 | CAPACITY |  |  |  | 1
219724 | LAWNSIDE_L1 | 13.2 | 231 | 77 | 0 | 6.12 | 5.09 |  |  | -0.0233 |  |  |  | 0 |  | 1 | CAPACITY |  |  |  | 1
219726 | BAT.STORG E | 13.2 | 231 | 76 | -1 | 1 | 0 |  |  | -0.0233 |  |  |  | 0 |  | 1 | MTX | Z1-082 |  |  | 1
219203 | MARLTON_L4 | 13.2 | 231 | 77 | 0 | 5.56 | 4.63 |  |  | -0.0233 |  |  |  | 0 |  | 1 | CAPACITY |  |  |  | 1
219204 | MARLTON_L2 | 13.2 | 231 | 77 | 0 | 5.56 | 4.63 |  |  | -0.0233 |  |  |  | 0 |  | 1 | CAPACITY |  |  |  | 1
219206 | MARLTON_L3 | 13.2 | 231 | 77 | 0 | 5.56 | 4.63 |  |  | -0.0233 |  |  |  | 0 |  | 1 | CAPACITY |  |  |  | 1
219205 | MARLTON_L1 | 13.2 | 231 | 77 | 0 | 5.56 | 4.63 |  |  | -0.0233 |  |  |  | 0 |  | 1 | CAPACITY |  |  |  | 1
219138 | THOSOLAR E | 13.2 | 231 | 75 | 0 | 0.93 | 0 |  |  | -0.02329 |  |  |  | 0 |  | 1 | NEWENERGY | v1-030 |  |  | 1
219211 | THOROFAR_L1 | 13.2 | 231 | 77 | 0 | 5.49 | 4.57 |  |  | -0.02329 |  |  |  | 0 |  | 1 | CAPACITY |  |  |  | 1
219212 | THOROFAR_L2 | 13.2 | 231 | 77 | 0 | 5.49 | 4.57 |  |  | -0.02329 |  |  |  | 0 |  | 1 | CAPACITY |  |  |  | 1
219177 | CUTHBERT_L4 | 13.2 | 231 | 77 | 0 | 5.09 | 4.24 |  |  | -0.0233 |  |  |  | 0 |  | 1 | CAPACITY |  |  |  | 1
219178 | CUTHBERT_L2 | 13.2 | 231 | 77 | 0 | 5.09 | 4.24 |  |  | -0.0233 |  |  |  | 0 |  | 1 | CAPACITY |  |  |  | 1
219179 | CUTHBERT_L3 | 13.2 | 231 | 77 | 0 | 5.09 | 4.24 |  |  | -0.0233 |  |  |  | 0 |  | 1 | CAPACITY |  |  |  | 1
219176 | CUTHBERT_L1 | 13.2 | 231 | 77 | 0 | 5.09 | 4.24 |  |  | -0.0233 |  |  |  | 0 |  | 1 | CAPACITY |  |  |  | 1
219912 | AD2-042 C | 26.4 | 231 | 75 | 0 | 5 | 4.16 |  |  | -0.0233 |  |  |  | 0 |  | 1 | CAPACITY | AD2-042 |  |  | 1
208580 | MGTN 2 | 12.5 | 229 | 77 | 0 | 4.8 | 3.99 |  |  | -0.0233 |  |  |  | 0 |  | 1 | CAPACITY |  |  |  | 1
219677 | MAPLESHADEL2 | 13.2 | 231 | 77 | 0 | 4.67 | 3.89 |  |  | -0.0233 |  |  |  | 0 |  | 1 | CAPACITY |  |  |  | 1
219676 | MAPLESHADEL1 | 13.2 | 231 | 77 | 0 | 4.67 | 3.89 |  |  | -0.0233 |  |  |  | 0 |  | 1 | CAPACITY |  |  |  | 1
219678 | MAPLESHADEL3 | 13.2 | 231 | 77 | 0 | 4.67 | 3.89 |  |  | -0.0233 |  |  |  | 0 |  | 1 | CAPACITY |  |  |  | 1
219241 | PENNAS_GAS | 4.16 | 231 | 64 | 0 | 4.65 | 3.87 |  |  | -0.0233 |  |  |  | 0 |  | 1 | CAPACITY |  |  |  | 1
219661 | RUNNEMEDE_L2 | 13.2 | 231 | 77 | 0 | 4.52 | 3.76 |  |  | -0.0233 |  |  |  | 0 |  | 1 | CAPACITY |  |  |  | 1
219660 | RUNNEMEDE_L1 | 13.2 | 231 | 77 | 0 | 4.52 | 3.76 |  |  | -0.0233 |  |  |  | 0 |  | 1 | CAPACITY |  |  |  | 1
219914 | AD2-027 C | 26.4 | 231 | 75 | 0 | 3.8 | 3.16 |  |  | -0.0233 |  |  |  | 0 |  | 1 | CAPACITY | AD2-027 |  |  | 1
228729 | W2-030 C | 12.9 | 234 | 75 | 0 | 3.65 | 3.04 |  |  | -0.02329 |  |  |  | 0 |  | 1 | CAPACITY | W2-030 |  |  | 1
219623 | KINSLEYBEA C | 13.2 | 231 | 75 | 0 | 2.75 | 2.29 |  |  | -0.02329 |  |  |  | 0 |  | 1 | CAPACITY | Y3-087 |  |  | 1
219258 | KINSLEYDEP C | 13.2 | 231 | 75 | 0 | 2.66 | 2.21 |  |  | -0.02329 |  |  |  | 0 |  | 1 | CAPACITY | Y2-081 |  |  | 1
219562 | WOODBURY_4 | 4.2 | 231 | 77 | 0 | 2.46 | 2.05 |  |  | -0.0233 |  |  |  | 0 |  | 1 | CAPACITY |  |  |  | 1
219700 | CAMDEN 8001 | 13.2 | 231 | 77 | 0 | 2.45 | 2.04 |  |  | -0.0233 |  |  |  | 0 |  | 1 | CAPACITY |  |  |  | 1
219405 | DELAIR_4KV | 4.16 | 231 | 77 | 0 | 2.4 | 2 |  |  | -0.0233 |  |  |  | 0 |  | 1 | CAPACITY |  |  |  | 1
219917 | AB1-063 E | 13.2 | 231 | 75 | 0 | 0.4 | 0 |  |  | -0.0233 |  |  |  | 0 |  | 1 | NEWENERGY | AB1-063 |  |  | 1
219904 | AC1-010 C | 26.4 | 231 | 75 | 0 | 2.2 | 1.83 |  |  | -0.0233 |  |  |  | 0 |  | 1 | CAPACITY | AC1-010 |  |  | 1
219234 | HOLTEC | 69 | 231 | 77 | 0 | 2 | 1.66 |  |  | -0.0233 |  |  |  | 0 |  | 1 | CAPACITY |  |  |  | 1
219766 | PARADISE C | 26.4 | 231 | 75 | 0 | 1.9 | 1.58 |  |  | -0.0233 |  |  |  | 0 |  | 1 | CAPACITY | U4-036 |  |  | 1
219640 | LOCUST_L1 | 13.2 | 231 | 77 | 0 | 1.85 | 1.54 |  |  | -0.0233 |  |  |  | 0 |  | 1 | CAPACITY |  |  |  | 1
219641 | LOCUST_L2 | 13.2 | 231 | 77 | 0 | 1.85 | 1.54 |  |  | -0.0233 |  |  |  | 0 |  | 1 | CAPACITY |  |  |  | 1
219701 | CAMDEN 8002 | 13.2 | 231 | 77 | 0 | 1.61 | 1.34 |  |  | -0.0233 |  |  |  | 0 |  | 1 | CAPACITY |  |  |  | 1
219921 | AF1-264 | 13.2 | 231 | 75 | 0 | 1.3 | 1.08 |  |  | -0.0233 |  |  |  | 0 |  | 1 | CAPACITY | X3-075 |  |  | 1
230407 | AD2-065_C | 12.9 | 234 | 75 | 0 | 1.08 | 0.9 |  |  | -0.02329 |  |  |  | 0 |  | 1 | CAPACITY | AD2-065 |  |  | 1
227927 | V4-067C | 12.9 | 234 | 75 | 0 | 0.98 | 0.82 |  |  | -0.02329 |  |  |  | 0 |  | 1 | CAPACITY | V4-067 |  |  | 1
228754 | AB1-001 C | 12.9 | 234 | 75 | 0 | 0.87 | 0.72 |  |  | -0.02329 |  |  |  | 0 |  | 1 | CAPACITY | AB1-001 |  |  | 1
219137 | THOSOLAR C | 13.2 | 231 | 75 | 0 | 0.57 | 0.47 |  |  | -0.02329 |  |  |  | 0 |  | 1 | CAPACITY | v1-030 |  |  | 1
219242 | PENNAS_SOLA | 4.16 | 231 | 62 | 0 | 0.5 | 0.42 |  |  | -0.0233 |  |  |  | 0 |  | 1 | CAPACITY |  |  |  | 1
219795 | WOODLYNNE_4 | 4.16 | 231 | 77 | 0 | 0.41 | 0.34 |  |  | -0.0233 |  |  |  | 0 |  | 1 | CAPACITY |  |  |  | 1
219793 | COOPERST_4 | 4.2 | 231 | 77 | 0 | 0.12 | 0.1 |  |  | -0.0233 |  |  |  | 0 |  | 1 | CAPACITY |  |  |  | 1
200042 | LIMERCK2 | 22 | 230 | 41 | 55 | 1122.1 | 933.86 |  |  | -0.0233 |  |  |  | 0.01278 |  | 1 | CAPACITY |  |  |  | 1
213742 | LIMERCK1 | 22 | 230 | 41 | 55 | 1119.7 | 931.86 |  |  | -0.0233 |  |  |  | 0.01278 |  | 1 | CAPACITY |  |  |  | 1
934935 | AD1-125 E1 | 0.69 | 201 | 74 | 0 | 60.51 | 0 |  |  | -0.02331 |  |  |  | 0 |  | 1 | NEWENERGY | AD1-125 |  |  | 1
213815 | MOSER1-3 | 13.8 | 230 | 55 | 15 | 51 | 42.44 |  |  | -0.0233 |  |  |  | 0.17394 |  | 1 | CAPACITY |  |  |  | 1
934936 | AD1-125 E2 | 0.69 | 201 | 74 | 0 | 7.73 | 0 |  |  | -0.02331 |  |  |  | 0 |  | 1 | NEWENERGY | AD1-125 |  |  | 1
219288 | REEVES ST E | 13.2 | 231 | 75 | 0 | 6.82 | 0 |  |  | -0.02331 |  |  |  | 0 |  | 1 | NEWENERGY | W2-056 |  |  | 1
925452 | AC1-017 E | 13.2 | 231 | 75 | 0 | 2.31 | 0 |  |  | -0.02331 |  |  |  | 0 |  | 1 | NEWENERGY | AC1-017 |  |  | 1
219619 | MILLCREEK E | 13.2 | 231 | 75 | 0 | 2.17 | 0 |  |  | -0.02331 |  |  |  | 0 |  | 1 | NEWENERGY | X1-070 |  |  | 1
219689 | LUMSOLAR_S E | 13 | 231 | 75 | 0 | 2.1 | 0 |  |  | -0.0233 |  |  |  | 0 |  | 1 | NEWENERGY | AB1-025 S |  |  | 1
219687 | LUMSOLAR_N E | 13.2 | 231 | 75 | 0 | 2.1 | 0 |  |  | -0.02331 |  |  |  | 0 |  | 1 | NEWENERGY | AB1-025 N |  |  | 1
219196 | LEVITN_L4 | 13.2 | 231 | 77 | 0 | 11.4 | 9.49 |  |  | -0.0233 |  |  |  | 0 |  | 1 | CAPACITY |  |  |  | 1
219195 | LEVITN_L2 | 13.2 | 231 | 77 | 0 | 11.4 | 9.49 |  |  | -0.0233 |  |  |  | 0 |  | 1 | CAPACITY |  |  |  | 1
219198 | LEVITN_L3 | 13.2 | 231 | 77 | 0 | 11.4 | 9.49 |  |  | -0.02331 |  |  |  | 0 |  | 1 | CAPACITY |  |  |  | 1
219197 | LEVITN_L1 | 13.2 | 231 | 77 | 0 | 11.4 | 9.49 |  |  | -0.02331 |  |  |  | 0 |  | 1 | CAPACITY |  |  |  | 1
218661 | EHAMPSOLAR E | 13.2 | 231 | 75 | 0 | 1.8 | 0 |  |  | -0.0233 |  |  |  | 0 |  | 1 | NEWENERGY | V4-005 |  |  | 1
964982 | AG1-362 E | 12.5 | 229 | 75 | 0 | 1.8 | 0 |  |  | -0.02331 |  |  |  | 0 |  | 1 | NEWENERGY | AG1-362 |  |  | 1
235048 | AD1-125 C1 | 0.69 | 201 | 74 | 0 | 10.43 | 8.68 |  |  | -0.02331 |  |  |  | 0 |  | 1 | CAPACITY | AD1-125 |  |  | 1
219273 | CLEANLIGHT E | 13.2 | 231 | 75 | 0 | 1.74 | 0 |  |  | -0.0233 |  |  |  | 0 |  | 1 | NEWENERGY | W2-071 |  |  | 1
925562 | AC1-030 E | 13 | 231 | 75 | 0 | 1.55 | 0 |  |  | -0.0233 |  |  |  | 0 |  | 1 | NEWENERGY | AC1-030 |  |  | 1
219202 | LUMBRTN_L2 | 13.2 | 231 | 77 | 0 | 6.45 | 5.37 |  |  | -0.02331 |  |  |  | 0 |  | 1 | CAPACITY |  |  |  | 1
219201 | LUMBRTN_L1 | 13.2 | 231 | 77 | 0 | 6.45 | 5.37 |  |  | -0.02331 |  |  |  | 0 |  | 1 | CAPACITY |  |  |  | 1
219169 | CINN_L1 | 13.2 | 231 | 77 | 0 | 5.49 | 4.57 |  |  | -0.0233 |  |  |  | 0 |  | 1 | CAPACITY |  |  |  | 1
219225 | CINN_L3 | 13.2 | 231 | 77 | 0 | 5.49 | 4.57 |  |  | -0.0233 |  |  |  | 0 |  | 1 | CAPACITY |  |  |  | 1
219170 | CINN_L2 | 13.2 | 231 | 77 | 0 | 5.49 | 4.57 |  |  | -0.0233 |  |  |  | 0 |  | 1 | CAPACITY |  |  |  | 1
219226 | CINN_L4 | 13.2 | 231 | 77 | 0 | 5.49 | 4.57 |  |  | -0.0233 |  |  |  | 0 |  | 1 | CAPACITY |  |  |  | 1
219208 | MTLAUR_L2 | 13.2 | 231 | 77 | 0 | 5.32 | 4.43 |  |  | -0.0233 |  |  |  | 0 |  | 1 | CAPACITY |  |  |  | 1
219207 | MTLAUR_L1 | 13.2 | 231 | 77 | 0 | 5.32 | 4.43 |  |  | -0.0233 |  |  |  | 0 |  | 1 | CAPACITY |  |  |  | 1
219287 | REEVESEAST C | 13.2 | 231 | 75 | 0 | 4.18 | 3.48 |  |  | -0.02331 |  |  |  | 0 |  | 1 | CAPACITY | W2-056 |  |  | 1
219668 | MEDFORD_L1 | 13.2 | 231 | 77 | 0 | 4.11 | 3.42 |  |  | -0.0233 |  |  |  | 0 |  | 1 | CAPACITY |  |  |  | 1
219770 | MEDFORD_L2 | 13.2 | 231 | 77 | 0 | 4.11 | 3.42 |  |  | -0.0233 |  |  |  | 0 |  | 1 | CAPACITY |  |  |  | 1
219292 | REEVESSO E | 13.2 | 231 | 75 | 0 | 0.62 | 0 |  |  | -0.0233 |  |  |  | 0 |  | 1 | NEWENERGY | Y1-075 |  |  | 1
219237 | SOUTHERNHQ E | 13.2 | 231 | 75 | 0 | 0.58 | 0 |  |  | -0.0233 |  |  |  | 0 |  | 1 | NEWENERGY | X1-071 |  |  | 1
208862 | AG1-362 C | 12.5 | 229 | 75 | 0 | 3.2 | 2.66 |  |  | -0.02331 |  |  |  | 0 |  | 1 | CAPACITY | AG1-362 |  |  | 1
219663 | SOHAMPT_L1 | 13.2 | 231 | 77 | 0 | 2.88 | 2.4 |  |  | -0.0233 |  |  |  | 0 |  | 1 | CAPACITY |  |  |  | 1
219791 | SOHAMPT_L2 | 13.2 | 231 | 77 | 0 | 2.88 | 2.4 |  |  | -0.0233 |  |  |  | 0 |  | 1 | CAPACITY |  |  |  | 1
219232 | COXSCRNR_L1 | 13.2 | 231 | 77 | 0 | 2.31 | 1.92 |  |  | -0.0233 |  |  |  | 0 |  | 1 | CAPACITY |  |  |  | 1
219233 | COXSCRNR_L2 | 13.2 | 231 | 77 | 0 | 2.31 | 1.92 |  |  | -0.0233 |  |  |  | 0 |  | 1 | CAPACITY |  |  |  | 1
219906 | AC1-017 C | 13.2 | 231 | 75 | 0 | 1.4 | 1.16 |  |  | -0.02331 |  |  |  | 0 |  | 1 | CAPACITY | AC1-017 |  |  | 1
235049 | AD1-125 C2 | 0.69 | 201 | 74 | 0 | 1.33 | 1.11 |  |  | -0.02331 |  |  |  | 0 |  | 1 | CAPACITY | AD1-125 |  |  | 1
219688 | LUMSOLAR_S C | 13.2 | 231 | 75 | 0 | 1.3 | 1.08 |  |  | -0.0233 |  |  |  | 0 |  | 1 | CAPACITY | AB1-025 S |  |  | 1
219686 | LUMSOLAR_N C | 13.2 | 231 | 75 | 0 | 1.3 | 1.08 |  |  | -0.02331 |  |  |  | 0 |  | 1 | CAPACITY | AB1-025 N |  |  | 1
219320 | RIVSDE 4004 | 4.16 | 231 | 77 | 0 | 1.21 | 1.01 |  |  | -0.0233 |  |  |  | 0 |  | 1 | CAPACITY |  |  |  | 1
219295 | RIVSDE 4005 | 4.16 | 231 | 77 | 0 | 1.21 | 1.01 |  |  | -0.0233 |  |  |  | 0 |  | 1 | CAPACITY |  |  |  | 1
219615 | MILLCREEK C | 13.2 | 231 | 75 | 0 | 1.2 | 1 |  |  | -0.02331 |  |  |  | 0 |  | 1 | CAPACITY | X1-070 |  |  | 1
218660 | EHAMPSOLAR C | 13.2 | 231 | 75 | 0 | 1.1 | 0.92 |  |  | -0.0233 |  |  |  | 0 |  | 1 | CAPACITY | V4-005 |  |  | 1
219244 | MT.HOLLY | 4.2 | 231 | 77 | 0 | 1.07 | 0.89 |  |  | -0.02331 |  |  |  | 0 |  | 1 | CAPACITY |  |  |  | 1
219272 | CLEANLIGHT C | 13.2 | 231 | 75 | 0 | 1.06 | 0.88 |  |  | -0.0233 |  |  |  | 0 |  | 1 | CAPACITY | W2-071 |  |  | 1
219907 | AC1-030 C | 13 | 231 | 75 | 0 | 0.95 | 0.79 |  |  | -0.0233 |  |  |  | 0 |  | 1 | CAPACITY | AC1-030 |  |  | 1
219299 | ERIVER 4002 | 4.16 | 231 | 77 | 0 | 0.9 | 0.75 |  |  | -0.0233 |  |  |  | 0 |  | 1 | CAPACITY |  |  |  | 1
219291 | REEVESSOUT C | 13.2 | 231 | 75 | 0 | 0.38 | 0.32 |  |  | -0.0233 |  |  |  | 0 |  | 1 | CAPACITY | Y1-075 |  |  | 1
219236 | SOUTHERNHQ C | 13.2 | 231 | 75 | 0 | 0.35 | 0.29 |  |  | -0.0233 |  |  |  | 0 |  | 1 | CAPACITY | X1-071 |  |  | 1
290229 | S-014 E | 0.66 | 201 | 74 | 0 | 56 | 0 |  |  | -0.02332 |  |  |  | 0 |  | 1 | NEWENERGY | S14 |  |  | 1
213621 | FORDBST1 | 18 | 230 | 58 | 55 | 256.8 | 213.72 |  |  | -0.02331 |  |  |  | 0 |  | 1 | CAPACITY | Ford Mill B |  |  | 1
213618 | FORDAST1 | 18 | 230 | 58 | 55 | 256.2 | 213.22 |  |  | -0.02331 |  |  |  | 0 |  | 1 | CAPACITY | Ford Mill A |  |  | 1
213619 | FORDBCT1 | 18 | 230 | 58 | 105 | 184.6 | 153.63 |  |  | -0.02331 |  |  |  | 0.02619 |  | 1 | CAPACITY | Ford Mill B |  |  | 1
213620 | FORDBCT2 | 18 | 230 | 58 | 105 | 184.6 | 153.63 |  |  | -0.02331 |  |  |  | 0 |  | 1 | CAPACITY | Ford Mill B |  |  | 1
213617 | FORDACT2 | 18 | 230 | 58 | 105 | 183.9 | 153.05 |  |  | -0.02331 |  |  |  | 0 |  | 1 | CAPACITY | Ford Mill A |  |  | 1
213616 | FORDACT1 | 18 | 230 | 58 | 105 | 183.9 | 153.05 |  |  | -0.02331 |  |  |  | 0.02619 |  | 1 | CAPACITY | Ford Mill A |  |  | 1
219611 | FLORENCE E | 26.4 | 231 | 75 | 0 | 12.4 | 0 |  |  | -0.02331 |  |  |  | 0 |  | 1 | NEWENERGY | W3-080 |  |  | 1
213539 | CROYDN31 | 13.8 | 230 | 56 | 10 | 49 | 40.78 |  |  | -0.02331 |  |  |  | 0.06171 |  | 1 | CAPACITY |  |  |  | 1
213537 | CROYDN21 | 13.8 | 230 | 56 | 10 | 49 | 40.78 |  |  | -0.02331 |  |  |  | 0.06171 |  | 1 | CAPACITY |  |  |  | 1
213536 | CROYDN12 | 13.8 | 230 | 56 | 10 | 49 | 40.78 |  |  | -0.02331 |  |  |  | 0.06171 |  | 1 | CAPACITY |  |  |  | 1
213542 | CROYDN42 | 13.8 | 230 | 56 | 10 | 49 | 40.78 |  |  | -0.02331 |  |  |  | 0.06171 |  | 1 | CAPACITY |  |  |  | 1
213538 | CROYDN22 | 13.8 | 230 | 56 | 10 | 49 | 40.78 |  |  | -0.02331 |  |  |  | 0.06171 |  | 1 | CAPACITY |  |  |  | 1
213535 | CROYDN11 | 13.8 | 230 | 56 | 10 | 49 | 40.78 |  |  | -0.02331 |  |  |  | 0.06171 |  | 1 | CAPACITY |  |  |  | 1
213541 | CROYDN41 | 13.8 | 230 | 56 | 10 | 49 | 40.78 |  |  | -0.02331 |  |  |  | 0.06171 |  | 1 | CAPACITY |  |  |  | 1
213540 | CROYDN32 | 13.8 | 230 | 56 | 10 | 48 | 39.95 |  |  | -0.02331 |  |  |  | 0.06171 |  | 1 | CAPACITY |  |  |  | 1
219222 | BURLING_CT2 | 13.8 | 231 | 56 | 30 | 42.75 | 35.58 |  |  | -0.02331 |  |  |  | 0.06171 |  | 1 | CAPACITY |  |  |  | 1
219223 | BURLING_CT3 | 13.8 | 231 | 56 | 30 | 42.75 | 35.58 |  |  | -0.02331 |  |  |  | 0.06171 |  | 1 | CAPACITY |  |  |  | 1
219224 | BURLING_CT4 | 13.8 | 231 | 56 | 30 | 42.75 | 35.58 |  |  | -0.02331 |  |  |  | 0.06171 |  | 1 | CAPACITY |  |  |  | 1
219221 | BURLING_CT1 | 13.8 | 231 | 56 | 30 | 42.75 | 35.58 |  |  | -0.02331 |  |  |  | 0.06171 |  | 1 | CAPACITY |  |  |  | 1
213798 | MERCK 3 | 13.8 | 230 | 77 | 13 | 42 | 34.95 |  |  | -0.02332 |  |  |  | 0 |  | 1 | CAPACITY |  |  |  | 1
213797 | MERCK 2 | 13.8 | 230 | 77 | 4 | 32 | 26.63 |  |  | -0.02332 |  |  |  | 0 |  | 1 | CAPACITY |  |  |  | 1
219608 | WPEMNERT E | 26.4 | 231 | 75 | 0 | 4.34 | 0 |  |  | -0.02331 |  |  |  | 0 |  | 1 | NEWENERGY | W2-102 |  |  | 1
219305 | NAMERICA E | 26.4 | 231 | 75 | 0 | 4.34 | 0 |  |  | -0.02331 |  |  |  | 0 |  | 1 | NEWENERGY | W4-103 |  |  | 1
219349 | LDSOLAR E | 26.4 | 231 | 75 | 0 | 3.8 | 0 |  |  | -0.02331 |  |  |  | 0 |  | 1 | NEWENERGY | Y3-026 |  |  | 1
962812 | AG1-130 E | 26.4 | 231 | 76 | 0 | 3 | 0 |  |  | -0.02331 |  |  |  | 0 |  | 1 | MTX |  |  |  | 1
237312 | 01DANS_S-014 | 0.66 | 201 | 74 | 0 | 14 | 11.65 |  |  | -0.02332 |  |  |  | 0 |  | 1 | CAPACITY | S14 |  |  | 1
219924 | AG1-130 C | 26.4 | 231 | 76 | 0 | 2 | 0 |  |  | -0.02331 |  |  |  | 0 |  | 1 | MTX |  |  |  | 1
214194 | N WALES4 | 35 | 230 | 62 | 0 | 4.1 | 3.41 |  |  | -0.02332 |  |  |  | 0 |  | 1 | CAPACITY |  |  |  | 1
219164 | BURLNG_26 | 26.4 | 231 | 77 | 0 | 4 | 3.33 |  |  | -0.02331 |  |  |  | 0 |  | 1 | CAPACITY |  |  |  | 1
219348 | LDSOLAR C | 26.4 | 231 | 75 | 0 | 3.8 | 3.16 |  |  | -0.02331 |  |  |  | 0 |  | 1 | CAPACITY | Y3-026 |  |  | 1
219610 | FLORENCE C | 26.4 | 231 | 75 | 0 | 3.7 | 3.08 |  |  | -0.02331 |  |  |  | 0 |  | 1 | CAPACITY | W3-080 |  |  | 1
219304 | NAMERICA C | 26.4 | 231 | 75 | 0 | 3.56 | 2.96 |  |  | -0.02331 |  |  |  | 0 |  | 1 | CAPACITY | W4-103 |  |  | 1
219607 | WPEMNERT C | 26.4 | 231 | 75 | 0 | 2.66 | 2.21 |  |  | -0.02331 |  |  |  | 0 |  | 1 | CAPACITY | W2-102 |  |  | 1
205902 | 27AA2-115 | 23.5 | 227 | 58 | 0 | 485 | 403.64 |  |  | -0.02333 |  |  |  | 0.02619 |  | 1 | CAPACITY |  |  |  | 1
213611 | FALLS1-3 | 13.8 | 230 | 55 | 15 | 51 | 42.44 |  |  | -0.02332 |  |  |  | 0.17394 |  | 1 | CAPACITY |  |  |  | 1
204640 | 27LARA | 13.2 | 227 | 1 | 1 | 30 | 24.97 |  |  | -0.02332 |  |  |  | 0.08416 |  | 1 | CAPACITY |  |  |  | 1
916010 | T20SOLAR E | 0.48 | 230 | 75 | 0 | 2 | 0 |  |  | -0.02332 |  |  |  | 0 |  | 1 | NEWENERGY | T20 |  |  | 1
219166 | BUSLTN_L1 | 13.2 | 231 | 77 | 0 | 11.4 | 9.49 |  |  | -0.02333 |  |  |  | 0 |  | 1 | CAPACITY |  |  |  | 1
219165 | BUSLTN_L2 | 13.2 | 231 | 77 | 0 | 11.4 | 9.49 |  |  | -0.02333 |  |  |  | 0 |  | 1 | CAPACITY |  |  |  | 1
214067 | T20SOLAR | 0.48 | 230 | 75 | 0 | 1.1 | 0.92 |  |  | -0.02332 |  |  |  | 0 |  | 1 | CAPACITY | T20 |  |  | 1
204664 | 27AES GEN3 | 16 | 227 | 58 | 180 | 260 | 216.38 |  |  | -0.02333 |  |  |  | 0.02619 |  | 1 | CAPACITY |  |  |  | 1
204662 | 27AES GEN1 | 16 | 227 | 58 | 180 | 260 | 216.38 |  |  | -0.02333 |  |  |  | 0.02619 |  | 1 | CAPACITY |  |  |  | 1
204663 | 27AES GEN2 | 16 | 227 | 58 | 180 | 260 | 216.38 |  |  | -0.02333 |  |  |  | 0.02619 |  | 1 | CAPACITY |  |  |  | 1
207179 | 28SIXFLAGS | 34.5 | 228 | 77 | 0 | 17 | 0 |  |  | -0.02334 |  |  |  | 0 |  | 1 | NEWENERGY |  |  |  | 1
902952 | W2-082 E OP1 | 34.5 | 228 | 75 | 0 | 10.5 | 0 |  |  | -0.02334 |  |  |  | 0 |  | 1 | NEWENERGY | W2-082 |  |  | 1
917612 | Z2-102 E | 34.5 | 228 | 75 | 0 | 8.06 | 0 |  |  | -0.02334 |  |  |  | 0 |  | 1 | NEWENERGY | Z2-102 |  |  | 1
901982 | W1-119 E | 34.5 | 228 | 75 | 0 | 5.46 | 0 |  |  | -0.02334 |  |  |  | 0 |  | 1 | NEWENERGY | W1-119 |  |  | 1
901992 | W1-120E | 34.5 | 228 | 75 | 0 | 5.46 | 0 |  |  | -0.02334 |  |  |  | 0 |  | 1 | NEWENERGY | W1-120 |  |  | 1
204655 | 27S.RDG CT | 13.8 | 227 | 55 | 0 | 32.1 | 26.72 |  |  | -0.02334 |  |  |  | 0.11961 |  | 1 | CAPACITY |  |  |  | 1
905252 | W4-025 E | 34.5 | 228 | 75 | 0 | 4.4 | 0 |  |  | -0.02334 |  |  |  | 0 |  | 1 | NEWENERGY | W4-025 |  |  | 1
902322 | W2-019 E | 34.5 | 228 | 75 | 0 | 3.7 | 0 |  |  | -0.02334 |  |  |  | 0 |  | 1 | NEWENERGY | W2-019 |  |  | 1
902082 | W1-129E | 34.5 | 228 | 75 | 0 | 3.1 | 0 |  |  | -0.02334 |  |  |  | 0 |  | 1 | NEWENERGY | W1-129 |  |  | 1
912102 | X4-015 E | 34.5 | 228 | 75 | 0 | 3.1 | 0 |  |  | -0.02334 |  |  |  | 0 |  | 1 | NEWENERGY | X4-015 |  |  | 1
207400 | 28PL_AA1-060 | 34.5 | 228 | 76 | 0 | 2 | 0 |  |  | -0.02334 |  |  |  | 0 |  | 1 | MTX | AF1-003 |  |  | 1
204784 | 27LMR_E02 | 69 | 227 | 64 | 0 | 1.2 | 0 |  |  | -0.02334 |  |  |  | 0 |  | 1 | ENERGY |  |  |  | 1
204865 | 27WR_V4-052 | 69 | 227 | 55 | 0 | 6 | 4.99 |  |  | -0.02334 |  |  |  | 0 |  | 1 | CAPACITY |  |  |  | 1
207171 | 28DIX_Z2-102 | 34.5 | 228 | 75 | 0 | 4.94 | 4.11 |  |  | -0.02334 |  |  |  | 0 |  | 1 | CAPACITY | Z2-102 |  |  | 1
207157 | 28PEM_W1-119 | 34.5 | 228 | 75 | 0 | 3.34 | 2.78 |  |  | -0.02334 |  |  |  | 0 |  | 1 | CAPACITY | W1-119 |  |  | 1
207158 | 28PEM_W1-120 | 34.5 | 228 | 75 | 0 | 3.34 | 2.78 |  |  | -0.02334 |  |  |  | 0 |  | 1 | CAPACITY | W1-120 |  |  | 1
207164 | 28NHV_W2-082 | 34.5 | 228 | 75 | 0 | 3.1 | 2.58 |  |  | -0.02334 |  |  |  | 0 |  | 1 | CAPACITY | W2-082 |  |  | 1
207208 | 28JCB_W4-025 | 34.5 | 228 | 75 | 0 | 2.5 | 2.08 |  |  | -0.02334 |  |  |  | 0 |  | 1 | CAPACITY | W4-025 |  |  | 1
207160 | 28EGP_W2-019 | 34.5 | 228 | 75 | 0 | 2.3 | 1.91 |  |  | -0.02334 |  |  |  | 0 |  | 1 | CAPACITY | W2-019 |  |  | 1
207207 | 28JCB_W1-129 | 34.5 | 228 | 75 | 0 | 1.9 | 1.58 |  |  | -0.02334 |  |  |  | 0 |  | 1 | CAPACITY | W1-129 |  |  | 1
207150 | 28HAN_X4-015 | 34.5 | 228 | 75 | 0 | 1.9 | 1.58 |  |  | -0.02334 |  |  |  | 0 |  | 1 | CAPACITY | X4-015 |  |  | 1
204785 | 27GLRA_Q45 | 69 | 227 | 64 | 0 | 1.9 | 1.58 |  |  | -0.02334 |  |  |  | 0 |  | 1 | CAPACITY |  |  |  | 1
939122 | AE1-142 E O1 | 34.5 | 228 | 75 | 0 | 11.8 | 0 |  |  | -0.02335 |  |  |  | 0 |  | 1 | NEWENERGY | AE1-142 |  |  | 1
923293 | AB1-138 E | 0.38 | 228 | 75 | 0 | 6 | 0 |  |  | -0.02335 |  |  |  | 0 |  | 1 | NEWENERGY | AB1-138 |  |  | 1
206360 | 28O CRK C1 | 13.8 | 228 | 65 | 18 | 34 | 28.3 |  |  | -0.02334 |  |  |  | 0.12185 |  | 1 | CAPACITY |  |  |  | 1
206361 | 28O CRK C2 | 13.8 | 228 | 65 | 25.6 | 31 | 25.8 |  |  | -0.02334 |  |  |  | 0.12185 |  | 1 | CAPACITY |  |  |  | 1
207450 | AB1-163 E | 34.5 | 228 | 75 | 0 | 5 | 0 |  |  | -0.02335 |  |  |  | 0 |  | 1 | NEWENERGY | AB1-163 |  |  | 1
907272 | X1-085 E | 34.5 | 228 | 75 | 0 | 3.1 | 0 |  |  | -0.02334 |  |  |  | 0 |  | 1 | NEWENERGY | X1-085 |  |  | 1
219117 | HARTZZ_E | 13.2 | 231 | 75 | 0 | 2.48 | 0 |  |  | -0.02334 |  |  |  | 0 |  | 1 | NEWENERGY | W1-121 Z |  |  | 1
219728 | YARDVSOLFA E | 13.2 | 231 | 75 | 0 | 2.42 | 0 |  |  | -0.02334 |  |  |  | 0 |  | 1 | NEWENERGY | v1-030 |  |  | 1
206280 | 28LAKEHURS | 34.5 | 228 | 64 | 0 | 13.7 | 11.4 |  |  | -0.02335 |  |  |  | 0.22885 |  | 1 | CAPACITY |  |  |  | 1
219174 | CROSWK_L1 | 13.2 | 231 | 77 | 0 | 10.1 | 8.41 |  |  | -0.02334 |  |  |  | 0 |  | 1 | CAPACITY |  |  |  | 1
219175 | CROSWK_L2 | 13.2 | 231 | 77 | 0 | 10.1 | 8.41 |  |  | -0.02334 |  |  |  | 0 |  | 1 | CAPACITY |  |  |  | 1
207459 | AE1-142 C O1 | 34.5 | 228 | 75 | 0 | 8.2 | 6.82 |  |  | -0.02335 |  |  |  | 0 |  | 1 | CAPACITY | AE1-142 |  |  | 1
219216 | YARDVIL_L1 | 13.2 | 231 | 77 | 0 | 6.94 | 5.78 |  |  | -0.02334 |  |  |  | 0 |  | 1 | CAPACITY |  |  |  | 1
219217 | YARDVIL_L2 | 13.2 | 231 | 77 | 0 | 6.94 | 5.78 |  |  | -0.02334 |  |  |  | 0 |  | 1 | CAPACITY |  |  |  | 1
204679 | 27PC_Q59Y356 | 69 | 227 | 64 | 1.3 | 5 | 4.16 |  |  | -0.02334 |  |  |  | 0 |  | 1 | CAPACITY |  |  |  | 1
207445 | AB1-138 C | 0.38 | 228 | 75 | 0 | 3.6 | 3 |  |  | -0.02335 |  |  |  | 0 |  | 1 | CAPACITY | AB1-138 |  |  | 1
219115 | HARTZY_E | 13.2 | 231 | 75 | 0 | 0.57 | 0 |  |  | -0.02334 |  |  |  | 0 |  | 1 | NEWENERGY | W1-121 Y |  |  | 1
219114 | HARTZY_C | 13.2 | 231 | 75 | 0 | 3 | 2.5 |  |  | -0.02334 |  |  |  | 0 |  | 1 | CAPACITY | W1-121 Y |  |  | 1
207149 | 28UPF_X1-085 | 34.5 | 228 | 75 | 0 | 1.9 | 1.58 |  |  | -0.02334 |  |  |  | 0 |  | 1 | CAPACITY | X1-085 |  |  | 1
219116 | HARTZZ_C | 13.2 | 231 | 75 | 0 | 1.52 | 1.26 |  |  | -0.02334 |  |  |  | 0 |  | 1 | CAPACITY | W1-121 Z |  |  | 1
219727 | YARDVSOLFA C | 13.2 | 231 | 75 | 0 | 1.48 | 1.23 |  |  | -0.02334 |  |  |  | 0 |  | 1 | CAPACITY | v1-030 |  |  | 1
206366 | LKWD CT1 | 18 | 228 | 57 | 0 | 168.1 | 139.9 |  |  | -0.02335 |  |  |  | 0.06171 |  | 1 | CAPACITY |  |  |  | 1
206367 | LKWD CT2 | 18 | 228 | 57 | 0 | 168.1 | 139.9 |  |  | -0.02335 |  |  |  | 0.06171 |  | 1 | CAPACITY | AD2-115 |  |  | 1
206306 | LKWD G1 | 13.8 | 228 | 58 | 0 | 88.4 | 73.57 |  |  | -0.02335 |  |  |  | 0.02619 |  | 1 | CAPACITY |  |  |  | 1
206308 | LKWD G2 | 13.8 | 228 | 58 | 0 | 88.3 | 73.49 |  |  | -0.02335 |  |  |  | 0.02619 |  | 1 | CAPACITY |  |  |  | 1
206312 | LKWD G3 | 13.8 | 228 | 58 | 0 | 88.3 | 73.49 |  |  | -0.02335 |  |  |  | 0.02619 |  | 1 | CAPACITY |  |  |  | 1
217188 | WHELABTR_G | 13.8 | 231 | 2 | 0 | 43.9 | 36.53 |  |  | -0.02335 |  |  |  | 0.08416 |  | 1 | CAPACITY |  |  |  | 1
207451 | AA2-048 E | 34.5 | 228 | 76 | -7 | 7 | 0 |  |  | -0.02336 |  |  |  | 0.0975 |  | 1 | MTX | AF1-209 |  |  | 1
219275 | PARKLANDSO E | 26.4 | 231 | 75 | 0 | 4.86 | 0 |  |  | -0.02335 |  |  |  | 0 |  | 1 | NEWENERGY | Z1-096 |  |  | 1
903982 | W3-079 E | 34.5 | 228 | 75 | 0 | 4.4 | 0 |  |  | -0.02336 |  |  |  | 0 |  | 1 | NEWENERGY | W3-079 |  |  | 1
914092 | Y2-051 E | 34.5 | 228 | 75 | 0 | 3.1 | 0 |  |  | -0.02336 |  |  |  | 0 |  | 1 | NEWENERGY | Y2-051 |  |  | 1
210323 | AF2-286 E | 13.8 | 229 | 75 | 0 | 3 | 0 |  |  | -0.02335 |  |  |  | 0 |  | 1 | NEWENERGY | AF2-286 |  |  | 1
205925 | AF2-428 E | 69 | 227 | 75 | 0 | 3 | 0 |  |  | -0.02335 |  |  |  | 0 |  | 1 | NEWENERGY | AF2-428 |  |  | 1
205923 | AF2-272 E | 69 | 227 | 75 | 0 | 3 | 0 |  |  | -0.02336 |  |  |  | 0 |  | 1 | NEWENERGY | AF2-272 |  |  | 1
219194 | LAWRENCE_26 | 26.4 | 231 | 77 | 0 | 13.28 | 11.05 |  |  | -0.02336 |  |  |  | 0 |  | 1 | CAPACITY |  |  |  | 1
219014 | BMS LAWR | 69 | 231 | 77 | 0 | 12.5 | 10.4 |  |  | -0.02336 |  |  |  | 0 |  | 1 | CAPACITY |  |  |  | 1
219674 | MT ROSE_L1 | 13.2 | 231 | 77 | 0 | 7.91 | 6.58 |  |  | -0.02336 |  |  |  | 0 |  | 1 | CAPACITY |  |  |  | 1
219675 | MT ROSE_L2 | 13.2 | 231 | 77 | 0 | 7.91 | 6.58 |  |  | -0.02336 |  |  |  | 0 |  | 1 | CAPACITY |  |  |  | 1
219172 | CLARKSVIL_L1 | 13.2 | 231 | 77 | 0 | 5.88 | 4.89 |  |  | -0.02336 |  |  |  | 0 |  | 1 | CAPACITY |  |  |  | 1
219731 | CLARKSVIL_L3 | 13.2 | 231 | 77 | 0 | 5.88 | 4.89 |  |  | -0.02336 |  |  |  | 0 |  | 1 | CAPACITY |  |  |  | 1
219732 | CLARKSVIL_L4 | 13.2 | 231 | 77 | 0 | 5.88 | 4.89 |  |  | -0.02336 |  |  |  | 0 |  | 1 | CAPACITY |  |  |  | 1
219171 | CLARKSVIL_L2 | 13.2 | 231 | 77 | 0 | 5.88 | 4.89 |  |  | -0.02336 |  |  |  | 0 |  | 1 | CAPACITY |  |  |  | 1
219818 | TRENTONSOL E | 13.2 | 231 | 75 | 0 | 0.93 | 0 |  |  | -0.02336 |  |  |  | 0 |  | 1 | NEWENERGY | v1-030 |  |  | 1
219010 | BMS HPWL | 69 | 231 | 77 | 0 | 4.78 | 3.98 |  |  | -0.02336 |  |  |  | 0 |  | 1 | CAPACITY |  |  |  | 1
219682 | HOPEWELLV E2 | 13.2 | 231 | 75 | 0 | 0.8 | 0 |  |  | -0.02336 |  |  |  | 0 |  | 1 | NEWENERGY | Hopewell |  |  | 1
219190 | LAWRENCE_10 | 13.2 | 231 | 77 | 0 | 4.48 | 3.73 |  |  | -0.02336 |  |  |  | 0 |  | 1 | CAPACITY |  |  |  | 1
219191 | LAWRENCE_30 | 13.2 | 231 | 77 | 0 | 4.48 | 3.73 |  |  | -0.02336 |  |  |  | 0 |  | 1 | CAPACITY |  |  |  | 1
219193 | LAWRENCE_40 | 13.2 | 231 | 77 | 0 | 4.48 | 3.73 |  |  | -0.02336 |  |  |  | 0 |  | 1 | CAPACITY |  |  |  | 1
219192 | LAWRENCE_20 | 13.2 | 231 | 77 | 0 | 4.48 | 3.73 |  |  | -0.02336 |  |  |  | 0 |  | 1 | CAPACITY |  |  |  | 1
219189 | KUSER_L3 | 13.2 | 231 | 77 | 0 | 3.99 | 3.32 |  |  | -0.02335 |  |  |  | 0 |  | 1 | CAPACITY |  |  |  | 1
219188 | KUSER_L1 | 13.2 | 231 | 77 | 0 | 3.99 | 3.32 |  |  | -0.02335 |  |  |  | 0 |  | 1 | CAPACITY |  |  |  | 1
219186 | KUSER_L2 | 13.2 | 231 | 77 | 0 | 3.99 | 3.32 |  |  | -0.02335 |  |  |  | 0 |  | 1 | CAPACITY |  |  |  | 1
219187 | KUSER_L4 | 13.2 | 231 | 77 | 0 | 3.99 | 3.32 |  |  | -0.02335 |  |  |  | 0 |  | 1 | CAPACITY |  |  |  | 1
207148 | 28MDF_W3-079 | 34.5 | 228 | 75 | 0 | 3.6 | 3 |  |  | -0.02336 |  |  |  | 0 |  | 1 | CAPACITY | W3-079 |  |  | 1
219681 | HOPEWELLV E1 | 13.2 | 231 | 75 | 0 | 0.6 | 0 |  |  | -0.02336 |  |  |  | 0 |  | 1 | NEWENERGY | Hopewell |  |  | 1
219276 | PARKLANDSO C | 26.4 | 231 | 75 | 0 | 2.98 | 2.48 |  |  | -0.02335 |  |  |  | 0 |  | 1 | CAPACITY | Z1-096 |  |  | 1
932032 | AC2-009 E | 13.2 | 231 | 75 | -0.5 | 0.49 | 0 |  |  | -0.02336 |  |  |  | 0 |  | 1 | NEWENERGY | AC2-009 |  |  | 1
219215 | TRENTON_OU | 26.4 | 231 | 77 | 0 | 2.63 | 2.19 |  |  | -0.02335 |  |  |  | 0 |  | 1 | CAPACITY |  |  |  | 1
219621 | RIDERU E | 13.2 | 231 | 75 | 0 | 0.44 | 0 |  |  | -0.02336 |  |  |  | 0 |  | 1 | NEWENERGY | W4-058 |  |  | 1
207183 | 28MCKESSON | 34.5 | 228 | 77 | 0 | 2.56 | 2.13 |  |  | -0.02336 |  |  |  | 0 |  | 1 | CAPACITY |  |  |  | 1
208348 | EELI | 12.5 | 229 | 77 | 0 | 2 | 1.66 |  |  | -0.02335 |  |  |  | 0 |  | 1 | CAPACITY |  |  |  | 1
207145 | 28FRN_Y2-051 | 34.5 | 228 | 75 | 0 | 1.9 | 1.58 |  |  | -0.02336 |  |  |  | 0 |  | 1 | CAPACITY | Y2-051 |  |  | 1
219596 | EWING 4-KV | 4.2 | 231 | 77 | 0 | 1.04 | 0.87 |  |  | -0.02336 |  |  |  | 0 |  | 1 | CAPACITY |  |  |  | 1
219604 | HAMILTON 4 | 4.2 | 231 | 77 | 0 | 0.95 | 0.79 |  |  | -0.02336 |  |  |  | 0 |  | 1 | CAPACITY |  |  |  | 1
219773 | TEXAS_L1 | 13.2 | 231 | 77 | 0 | 0.94 | 0.78 |  |  | -0.02336 |  |  |  | 0 |  | 1 | CAPACITY |  |  |  | 1
219774 | TEXAS_L2 | 13.2 | 231 | 77 | 0 | 0.94 | 0.78 |  |  | -0.02336 |  |  |  | 0 |  | 1 | CAPACITY |  |  |  | 1
219213 | TRENTON_AB | 26.4 | 231 | 77 | 0 | 0.93 | 0.77 |  |  | -0.02335 |  |  |  | 0 |  | 1 | CAPACITY |  |  |  | 1
210322 | AF2-286 BAT | 13.8 | 229 | 76 | -1.5 | 0.1 | 0 |  |  | -0.02335 |  |  |  | 0 |  | 1 | MTX | AF2-286 |  |  | 1
961373 | AF2-428 BAT | 69 | 227 | 76 | -1.5 | 0.1 | 0 |  |  | -0.02335 |  |  |  | 0 |  | 1 | MTX | AF2-428 |  |  | 1
959813 | AF2-272 BAT | 69 | 227 | 76 | -0.1 | 0.1 | 0 |  |  | -0.02336 |  |  |  | 0 |  | 1 | MTX | AF2-272 |  |  | 1
219518 | LIBERTY_4 | 4.2 | 231 | 77 | 0 | 0.59 | 0.49 |  |  | -0.02335 |  |  |  | 0 |  | 1 | CAPACITY |  |  |  | 1
219817 | TRENTONSOL C | 13.2 | 231 | 75 | 0 | 0.57 | 0.47 |  |  | -0.02336 |  |  |  | 0 |  | 1 | CAPACITY | v1-030 |  |  | 1
219161 | TRENTN_26 | 26.4 | 231 | 77 | 0 | 0.41 | 0.34 |  |  | -0.02335 |  |  |  | 0 |  | 1 | CAPACITY |  |  |  | 1
219519 | WHITEHORSEL1 | 13.2 | 231 | 77 | 0 | 0.39 | 0.32 |  |  | -0.02335 |  |  |  | 0 |  | 1 | CAPACITY |  |  |  | 1
219520 | WHITEHORSEL2 | 13.2 | 231 | 77 | 0 | 0.39 | 0.32 |  |  | -0.02335 |  |  |  | 0 |  | 1 | CAPACITY |  |  |  | 1
219680 | HOPEWELLV C1 | 13.2 | 231 | 75 | 0 | 0.3 | 0.25 |  |  | -0.02336 |  |  |  | 0 |  | 1 | CAPACITY | Hopewell |  |  | 1
219620 | RIDERU C | 13.2 | 231 | 75 | 0 | 0.2 | 0.17 |  |  | -0.02336 |  |  |  | 0 |  | 1 | CAPACITY | W4-058 |  |  | 1
219918 | AC2-009 C | 13.2 | 231 | 75 | -0.1 | 0.1 | 0.08 |  |  | -0.02336 |  |  |  | 0 |  | 1 | CAPACITY | AC2-009 |  |  | 1
219214 | TRENTON_IM | 26.4 | 231 | 77 | 0 | 0.04 | 0.03 |  |  | -0.02335 |  |  |  | 0 |  | 1 | CAPACITY |  |  |  | 1
235098 | U2-073A E | 0.57 | 201 | 74 | 0 | 116.1 | 0 |  |  | -0.02336 |  |  |  | 0 |  | 1 | NEWENERGY | U2-073 |  |  | 1
235099 | U2-073B E | 0.57 | 201 | 74 | 0 | 50.9 | 0 |  |  | -0.02336 |  |  |  | 0 |  | 1 | NEWENERGY | U2-073 |  |  | 1
204665 | 27ONTELCT1 | 18 | 227 | 58 | 88 | 190.4 | 158.46 |  |  | -0.02337 |  |  |  | 0.02619 |  | 1 | CAPACITY |  |  |  | 1
204666 | 27ONTELCT2 | 18 | 227 | 58 | 89 | 190.4 | 158.46 |  |  | -0.02337 |  |  |  | 0.02619 |  | 1 | CAPACITY |  |  |  | 1
204667 | 27ONTELST1 | 18 | 227 | 58 | 89 | 174.3 | 145.06 |  |  | -0.02337 |  |  |  | 0.02619 |  | 1 | CAPACITY |  |  |  | 1
204641 | 27PANTHER | 13.2 | 227 | 11 | 45 | 80 | 66.58 |  |  | -0.02336 |  |  |  | 0.08416 |  | 1 | CAPACITY |  |  |  | 1
207454 | AA2-184 E | 34.5 | 228 | 75 | 0 | 11.6 | 0 |  |  | -0.02337 |  |  |  | 0 |  | 1 | NEWENERGY | BenMoreell |  |  | 1
907082 | X1-037 E | 34.5 | 228 | 75 | 0 | 10.54 | 0 |  |  | -0.02336 |  |  |  | 0 |  | 1 | NEWENERGY | X1-037 |  |  | 1
902032 | W1-124E | 34.5 | 228 | 75 | 0 | 10.5 | 0 |  |  | -0.02336 |  |  |  | 0 |  | 1 | NEWENERGY | W1-124 |  |  | 1
927132 | AC1-207 E | 34.5 | 228 | 75 | 0 | 8.2 | 0 |  |  | -0.02336 |  |  |  | 0 |  | 1 | NEWENERGY | AC1-207 |  |  | 1
936915 | AD2-115 E | 0.55 | 227 | 75 | 0 | 7 | 0 |  |  | -0.02337 |  |  |  | 0 |  | 1 | NEWENERGY | AD2-115 |  |  | 1
902912 | W2-078 E | 34.5 | 228 | 75 | 0 | 5.6 | 0 |  |  | -0.02336 |  |  |  | 0 |  | 1 | NEWENERGY | W2-078 |  |  | 1
901422 | W1-113 E | 34.5 | 228 | 75 | 0 | 5 | 0 |  |  | -0.02336 |  |  |  | 0 |  | 1 | NEWENERGY | W1-113 |  |  | 1
218359 | V2-009 E3 | 13.2 | 231 | 75 | 0 | 3.89 | 0 |  |  | -0.02337 |  |  |  | 0 |  | 1 | NEWENERGY | V2-009 |  |  | 1
205926 | AF2-429 E | 34.5 | 227 | 75 | 0 | 3.72 | 0 |  |  | -0.02336 |  |  |  | 0 |  | 1 | NEWENERGY | AF2-429 |  |  | 1
205927 | AF2-430 E | 69 | 227 | 75 | 0 | 3 | 0 |  |  | -0.02336 |  |  |  | 0 |  | 1 | NEWENERGY | AF2-430 |  |  | 1
205924 | AF2-281 E | 69 | 227 | 75 | 0 | 3 | 0 |  |  | -0.02336 |  |  |  | 0 |  | 1 | NEWENERGY | AF2-281 |  |  | 1
901032 | W1-024E OP1 | 34.5 | 228 | 75 | 0 | 2.5 | 0 |  |  | -0.02336 |  |  |  | 0 |  | 1 | NEWENERGY | W1-024 |  |  | 1
235530 | 01TR_U2-073A | 0.57 | 201 | 74 | 0 | 14.6 | 12.15 |  |  | -0.02336 |  |  |  | 0 |  | 1 | CAPACITY | U2-073 |  |  | 1
219878 | V2-009 E4 | 13.2 | 231 | 75 | 0 | 2.34 | 0 |  |  | -0.02337 |  |  |  | 0 |  | 1 | NEWENERGY | V2-009 |  |  | 1
205941 | AD2-115 C | 0.55 | 227 | 75 | 0 | 13 | 10.82 |  |  | -0.02337 |  |  |  | 0 |  | 1 | CAPACITY | AD2-115 |  |  | 1
209008 | PAXT IPP | 13.8 | 229 | 62 | 0 | 12 | 9.99 |  |  | -0.02337 |  |  |  | 0.12185 |  | 1 | CAPACITY |  |  |  | 1
207143 | 28BYD_X4-031 | 34.5 | 228 | 75 | 0 | 2 | 0 |  |  | -0.02336 |  |  |  | 0 |  | 1 | NEWENERGY | X4-031 |  |  | 1
219679 | NRGCENTER E | 13.2 | 231 | 55 | 0 | 2 | 0 |  |  | -0.02337 |  |  |  | 0 |  | 1 | ENERGY |  |  |  | 1
901112 | W1-032 E OP1 | 230 | 228 | 75 | 0 | 1.86 | 0 |  |  | -0.02336 |  |  |  | 0 |  | 1 | NEWENERGY | W1-032 |  |  | 1
940922 | AE2-081 E | 34.5 | 228 | 75 | 0 | 1.75 | 0 |  |  | -0.02336 |  |  |  | 0 |  | 1 | NEWENERGY | AE2-081 |  |  | 1
208985 | MERR IPP | 12.5 | 229 | 2 | 0 | 10.2 | 8.49 |  |  | -0.02337 |  |  |  | 0 |  | 1 | CAPACITY |  |  |  | 1
219209 | PLAINSBR_L1 | 13.2 | 231 | 77 | 0 | 9.03 | 7.51 |  |  | -0.02337 |  |  |  | 0 |  | 1 | CAPACITY |  |  |  | 1
219210 | PLAINSBR_L2 | 13.2 | 231 | 77 | 0 | 9.03 | 7.51 |  |  | -0.02337 |  |  |  | 0 |  | 1 | CAPACITY |  |  |  | 1
235531 | 01TR_U2-073B | 0.57 | 201 | 74 | 0 | 8.4 | 6.99 |  |  | -0.02336 |  |  |  | 0 |  | 1 | CAPACITY | U2-073 |  |  | 1
207464 | AF1-023 | 34.5 | 228 | 75 | 0 | 8.4 | 6.99 |  |  | -0.02337 |  |  |  | 0 |  | 1 | CAPACITY | BenMoreell |  |  | 1
940692 | AE2-056 E | 34.5 | 228 | 75 | 0 | 1.4 | 0 |  |  | -0.02336 |  |  |  | 0 |  | 1 | NEWENERGY | AE2-056 |  |  | 1
205928 | AF2-431 E | 69 | 227 | 75 | 0 | 1.17 | 0 |  |  | -0.02337 |  |  |  | 0 |  | 1 | NEWENERGY | AF2-431 |  |  | 1
219922 | AF2-168 E | 26.4 | 231 | 75 | 0 | 0.9 | 0 |  |  | -0.02337 |  |  |  | 0 |  | 1 | NEWENERGY | AF2-168 |  |  | 1
207420 | 28HF_AC1-207 | 34.5 | 228 | 75 | 0 | 4.9 | 4.08 |  |  | -0.02336 |  |  |  | 0 |  | 1 | CAPACITY | AC1-207 |  |  | 1
207144 | 28HOW_X1-037 | 34.5 | 228 | 75 | 0 | 4.2 | 3.49 |  |  | -0.02336 |  |  |  | 0 |  | 1 | CAPACITY | X1-037 |  |  | 1
207206 | 28TIN_W1-124 | 34.5 | 228 | 75 | 0 | 3.8 | 3.16 |  |  | -0.02336 |  |  |  | 0 |  | 1 | CAPACITY | W1-124 |  |  | 1
219673 | PENNSNECK_L3 | 13.2 | 231 | 77 | 0 | 3.67 | 3.05 |  |  | -0.02337 |  |  |  | 0 |  | 1 | CAPACITY |  |  |  | 1
219672 | PENNSNECK_L2 | 13.2 | 231 | 77 | 0 | 3.67 | 3.05 |  |  | -0.02337 |  |  |  | 0 |  | 1 | CAPACITY |  |  |  | 1
219671 | PENNSNECK_L1 | 13.2 | 231 | 77 | 0 | 3.67 | 3.05 |  |  | -0.02337 |  |  |  | 0 |  | 1 | CAPACITY |  |  |  | 1
207162 | 28APLW2-078 | 34.5 | 228 | 75 | 0 | 3.1 | 2.58 |  |  | -0.02336 |  |  |  | 0 |  | 1 | CAPACITY | W2-078 |  |  | 1
219017 | J&J | 69 | 231 | 77 | 0 | 2.9 | 2.41 |  |  | -0.02336 |  |  |  | 0 |  | 1 | CAPACITY |  |  |  | 1
207152 | 28NPK_W1-113 | 34.5 | 228 | 75 | 0 | 2.8 | 2.33 |  |  | -0.02336 |  |  |  | 0 |  | 1 | CAPACITY | W1-113 |  |  | 1
219880 | V2-009 C3 | 13.2 | 231 | 75 | 0 | 2.39 | 1.99 |  |  | -0.02337 |  |  |  | 0 |  | 1 | CAPACITY | V2-009 |  |  | 1
210022 | LING 2 | 12.5 | 229 | 77 | 0 | 2 | 1.66 |  |  | -0.02336 |  |  |  | 0 |  | 1 | CAPACITY |  |  |  | 1
207460 | AE2-056 C | 34.5 | 228 | 75 | 0 | 1.6 | 1.33 |  |  | -0.02336 |  |  |  | 0 |  | 1 | CAPACITY | AE2-056 |  |  | 1
207463 | AE2-081 C | 34.5 | 228 | 75 | 0 | 1.57 | 1.31 |  |  | -0.02336 |  |  |  | 0 |  | 1 | CAPACITY | AE2-081 |  |  | 1
219879 | V2-009 C4 | 13.2 | 231 | 75 | 0 | 1.43 | 1.19 |  |  | -0.02337 |  |  |  | 0 |  | 1 | CAPACITY | V2-009 |  |  | 1
207205 | 28MAN_W1-024 | 34.5 | 228 | 75 | 0 | 1.3 | 1.08 |  |  | -0.02336 |  |  |  | 0 |  | 1 | CAPACITY | W1-024 |  |  | 1
207419 | AB2-139 E | 34.5 | 228 | 76 | -0.2 | 0.21 | 0 |  |  | -0.02336 |  |  |  | 0 |  | 1 | MTX | AF1-006 |  |  | 1
206416 | 28MLH_W1-032 | 230 | 228 | 75 | 0 | 1.14 | 0.95 |  |  | -0.02336 |  |  |  | 0 |  | 1 | CAPACITY | W1-032 |  |  | 1
207475 | AG1-563 | 34.5 | 228 | 75 | 0 | 0.7 | 0.58 |  |  | -0.02336 |  |  |  | 0 |  | 1 | CAPACITY | AG1-563 |  |  | 1
961383 | AF2-429 BAT | 34.5 | 227 | 76 | -1.5 | 0.1 | 0 |  |  | -0.02336 |  |  |  | 0 |  | 1 | MTX | AF2-429 |  |  | 1
961393 | AF2-430 BAT | 69 | 227 | 76 | -1.5 | 0.1 | 0 |  |  | -0.02336 |  |  |  | 0 |  | 1 | MTX | AF2-430 |  |  | 1
959903 | AF2-281 BAT | 69 | 227 | 76 | -1.5 | 0.1 | 0 |  |  | -0.02336 |  |  |  | 0 |  | 1 | MTX | AF2-281 |  |  | 1
961403 | AF2-431 BAT | 69 | 227 | 76 | -1.2 | 0.1 | 0 |  |  | -0.02337 |  |  |  | 0 |  | 1 | MTX | AF2-431 |  |  | 1
243187 | 05GVG2 | 26 | 205 | 18 | 500 | 1407 | 1170.97 |  |  | -0.02337 |  |  |  | 0.08416 |  | 1 | CAPACITY | GVG2 |  |  | 1
243186 | 05GVG1 | 26 | 205 | 18 | 250 | 1389 | 1155.99 |  |  | -0.02337 |  |  |  | 0.08416 |  | 1 | CAPACITY | GVG1 |  |  | 1
905502 | W4-060 E OP1 | 34.5 | 228 | 75 | 0 | 6.2 | 0 |  |  | -0.02338 |  |  |  | 0 |  | 1 | NEWENERGY | W4-060 |  |  | 1
217196 | RE CRAN E | 13 | 231 | 75 | 0 | 3.1 | 0 |  |  | -0.02337 |  |  |  | 0 |  | 1 | NEWENERGY | V3-024 |  |  | 1
219881 | V2-009 E2 | 13.2 | 231 | 75 | 0 | 3.08 | 0 |  |  | -0.02337 |  |  |  | 0 |  | 1 | NEWENERGY | V2-009 |  |  | 1
901912 | W1-112E OP1 | 34.5 | 228 | 75 | 0 | 2.48 | 0 |  |  | -0.02337 |  |  |  | 0 |  | 1 | NEWENERGY | W1-112 |  |  | 1
219613 | MATRIX E | 13.2 | 231 | 75 | 0 | 1.77 | 0 |  |  | -0.02337 |  |  |  | 0 |  | 1 | NEWENERGY | W3-124 |  |  | 1
218420 | DEVILSB_L1 | 13.2 | 231 | 77 | 0 | 9.7 | 8.07 |  |  | -0.02337 |  |  |  | 0 |  | 1 | CAPACITY |  |  |  | 1
218421 | DEVILSB_L2 | 13.2 | 231 | 77 | 0 | 9.7 | 8.07 |  |  | -0.02337 |  |  |  | 0 |  | 1 | CAPACITY |  |  |  | 1
219883 | V2-009 E1 | 13.2 | 231 | 75 | 0 | 1.54 | 0 |  |  | -0.02337 |  |  |  | 0 |  | 1 | NEWENERGY | V2-009 |  |  | 1
218437 | BLK ROCK E | 13 | 231 | 75 | 0 | 1.4 | 0 |  |  | -0.02337 |  |  |  | 0 |  | 1 | NEWENERGY | X2-088 |  |  | 1
218495 | SANDHILLS_L2 | 13.2 | 231 | 77 | 0 | 6.17 | 5.14 |  |  | -0.02338 |  |  |  | 0 |  | 1 | CAPACITY |  |  |  | 1
218496 | SANDHILLS_L3 | 13.2 | 231 | 77 | 0 | 6.17 | 5.14 |  |  | -0.02338 |  |  |  | 0 |  | 1 | CAPACITY |  |  |  | 1
219900 | DOW JONES | 69 | 231 | 77 | 0 | 4.1 | 3.41 |  |  | -0.02337 |  |  |  | 0 |  | 1 | CAPACITY |  |  |  | 1
207169 | 28W4-060COL | 34.5 | 228 | 75 | 0 | 3.2 | 2.66 |  |  | -0.02338 |  |  |  | 0 |  | 1 | CAPACITY | W4-060 |  |  | 1
217197 | RE CRAN C | 13 | 231 | 75 | 0 | 1.9 | 1.58 |  |  | -0.02337 |  |  |  | 0 |  | 1 | CAPACITY | V3-024 |  |  | 1
219882 | V2-009 C2 | 13.2 | 231 | 75 | 0 | 1.89 | 1.57 |  |  | -0.02337 |  |  |  | 0 |  | 1 | CAPACITY | V2-009 |  |  | 1
219669 | MONTGRY 8002 | 13.2 | 231 | 77 | 0 | 1.36 | 1.13 |  |  | -0.02337 |  |  |  | 0 |  | 1 | CAPACITY |  |  |  | 1
219667 | MONTGRY 8001 | 13.2 | 231 | 77 | 0 | 1.36 | 1.13 |  |  | -0.02337 |  |  |  | 0 |  | 1 | CAPACITY |  |  |  | 1
219670 | MONTGRY 8003 | 13.2 | 231 | 77 | 0 | 1.36 | 1.13 |  |  | -0.02337 |  |  |  | 0 |  | 1 | CAPACITY |  |  |  | 1
207204 | 28HOL_W1-112 | 34.5 | 228 | 75 | 0 | 1.17 | 0.97 |  |  | -0.02337 |  |  |  | 0 |  | 1 | CAPACITY | W1-112 |  |  | 1
219612 | MATRIX C | 13.2 | 231 | 75 | 0 | 1 | 0.83 |  |  | -0.02337 |  |  |  | 0 |  | 1 | CAPACITY | W3-124 |  |  | 1
219884 | V2-009 C1 | 13.2 | 231 | 75 | 0 | 0.95 | 0.79 |  |  | -0.02337 |  |  |  | 0 |  | 1 | CAPACITY | V2-009 |  |  | 1
218438 | BLK ROCK C | 13 | 231 | 75 | 0 | 0.9 | 0.75 |  |  | -0.02337 |  |  |  | 0 |  | 1 | CAPACITY | X2-088 |  |  | 1
G-007A | LTFEXP_G-007A->PJM |  |  | LTF |  | 239.8 |  |  |  | -0.0234
206406 | 28W4-009_1S | 18 | 228 | 58 | 0 | 306 | 254.67 |  |  | -0.02339 |  |  |  | 0.02619 |  | 1 | CAPACITY |  |  |  | 1
206365 | 28RDOAKST1 | 18 | 228 | 58 | 69 | 248 | 206.4 |  |  | -0.02338 |  |  |  | 0 |  | 1 | CAPACITY | Red Oak |  |  | 1
206404 | 28W4-009_1A | 18 | 228 | 58 | 0 | 209.5 | 174.35 |  |  | -0.02339 |  |  |  | 0.02619 |  | 1 | CAPACITY |  |  |  | 1
206405 | 28W4-009_1B | 18 | 228 | 58 | 0 | 209.5 | 174.35 |  |  | -0.02339 |  |  |  | 0.02619 |  | 1 | CAPACITY |  |  |  | 1
206364 | 28RDOAKCT3 | 18 | 228 | 58 | 109.8 | 176 | 146.48 |  |  | -0.02338 |  |  |  | 0 |  | 1 | CAPACITY | Red Oak |  |  | 1
206363 | 28RDOAKCT2 | 18 | 228 | 58 | 99.8 | 176 | 146.48 |  |  | -0.02338 |  |  |  | 0 |  | 1 | CAPACITY | Red Oak |  |  | 1
206362 | 28RDOAKCT1 | 18 | 228 | 58 | 99.8 | 176 | 146.48 |  |  | -0.02338 |  |  |  | 0.02619 |  | 1 | CAPACITY | Red Oak |  |  | 1
206350 | 28RRCT1&2 | 13.8 | 228 | 57 | 94.4 | 114.5 | 95.29 |  |  | -0.02339 |  |  |  | 0.11961 |  | 1 | CAPACITY | AF1-185 |  |  | 1
206351 | 28RRCT3&4 | 13.8 | 228 | 57 | 87.1 | 105.7 | 87.97 |  |  | -0.02339 |  |  |  | 0.11961 |  | 1 | CAPACITY | AF1-185 |  |  | 1
206327 | 28S RIV G1 | 13.8 | 228 | 58 | 82.3 | 99.9 | 83.14 |  |  | -0.02338 |  |  |  | 0.02619 |  | 1 | CAPACITY |  |  |  | 1
206328 | 28S RIV G2 | 13.8 | 228 | 58 | 82.3 | 99.9 | 83.14 |  |  | -0.02338 |  |  |  | 0 |  | 1 | CAPACITY |  |  |  | 1
206329 | 28S RIV G3 | 13.8 | 228 | 58 | 66.1 | 98 | 81.56 |  |  | -0.02338 |  |  |  | 0 |  | 1 | CAPACITY |  |  |  | 1
206358 | 28PARLN1&2 | 13.8 | 228 | 58 | 35.7 | 54.35 | 45.23 |  |  | -0.02338 |  |  |  | 0.05169 |  | 1 | CAPACITY |  |  |  | 1
206359 | 28PARLN3&4 | 13.8 | 228 | 58 | 5 | 54.35 | 45.23 |  |  | -0.02338 |  |  |  | 0.05169 |  | 1 | CAPACITY |  |  |  | 1
206755 | 28CPH_W2-050 | 34.5 | 228 | 75 | 0 | 8 | 0 |  |  | -0.02339 |  |  |  | 0 |  | 1 | NEWENERGY | W2-050 |  |  | 1
924132 | AB2-057 E | 26.4 | 231 | 75 | 0 | 6.2 | 0 |  |  | -0.02338 |  |  |  | 0 |  | 1 | NEWENERGY | AB2-057 |  |  | 1
219026 | RUTGERS | 69 | 231 | 77 | 0 | 26.1 | 21.72 |  |  | -0.02339 |  |  |  | 0 |  | 1 | CAPACITY |  |  |  | 1
218379 | BRUNSWCK_AB | 26.4 | 231 | 77 | 0 | 23.74 | 19.76 |  |  | -0.02338 |  |  |  | 0 |  | 1 | CAPACITY |  |  |  | 1
218393 | MDWRD_L2 | 13.2 | 231 | 77 | 0 | 13.9 | 11.57 |  |  | -0.02339 |  |  |  | 0 |  | 1 | CAPACITY |  |  |  | 1
217199 | V3-059 E | 26.4 | 231 | 75 | 0 | 2 | 0 |  |  | -0.02338 |  |  |  | 0 |  | 1 | NEWENERGY | V3-059 |  |  | 1
217198 | V3-058 E | 26.4 | 231 | 75 | 0 | 2 | 0 |  |  | -0.02338 |  |  |  | 0 |  | 1 | NEWENERGY | V3-058 |  |  | 1
219916 | AD2-025 E | 13.2 | 231 | 76 | -2 | 2 | 0 |  |  | -0.02339 |  |  |  | 0 |  | 1 | MTX | AD2-025 |  |  | 1
218455 | CINNBAY_CGEN | 26.4 | 231 | 62 | 0 | 9 | 7.49 |  |  | -0.02338 |  |  |  | 0 |  | 1 | CAPACITY |  |  |  | 1
218527 | CNTRALGAS2 E | 13.2 | 231 | 75 | 0 | 1.42 | 0 |  |  | -0.02339 |  |  |  | 0 |  | 1 | NEWENERGY | v1-030 |  |  | 1
218346 | BNNTLANE_L1 | 13.2 | 231 | 77 | 0 | 8.09 | 6.73 |  |  | -0.02339 |  |  |  | 0 |  | 1 | CAPACITY |  |  |  | 1
218347 | BNNTLANE_L2 | 13.2 | 231 | 77 | 0 | 8.09 | 6.73 |  |  | -0.02339 |  |  |  | 0 |  | 1 | CAPACITY |  |  |  | 1
218373 | ADAMS_20 | 13.2 | 231 | 77 | 0 | 7.15 | 5.95 |  |  | -0.02338 |  |  |  | 0 |  | 1 | CAPACITY |  |  |  | 1
218372 | ADAMS_10 | 13.2 | 231 | 77 | 0 | 7.15 | 5.95 |  |  | -0.02338 |  |  |  | 0 |  | 1 | CAPACITY |  |  |  | 1
218408 | SUNNYM_L2 | 13.2 | 231 | 77 | 0 | 6.71 | 5.58 |  |  | -0.02339 |  |  |  | 0 |  | 1 | CAPACITY |  |  |  | 1
218407 | SUNNYM_L4 | 13.2 | 231 | 77 | 0 | 6.71 | 5.58 |  |  | -0.02339 |  |  |  | 0 |  | 1 | CAPACITY |  |  |  | 1
218409 | SUNNYM_L1 | 13.2 | 231 | 77 | 0 | 6.71 | 5.58 |  |  | -0.02339 |  |  |  | 0 |  | 1 | CAPACITY |  |  |  | 1
218451 | SUNNYM_L3 | 13.2 | 231 | 77 | 0 | 6.71 | 5.58 |  |  | -0.02339 |  |  |  | 0 |  | 1 | CAPACITY |  |  |  | 1
218377 | BRUNSWCK_10 | 13.2 | 231 | 77 | 0 | 4.93 | 4.1 |  |  | -0.02338 |  |  |  | 0 |  | 1 | CAPACITY |  |  |  | 1
218378 | BRUNSWCK_20 | 13.2 | 231 | 77 | 0 | 4.93 | 4.1 |  |  | -0.02338 |  |  |  | 0 |  | 1 | CAPACITY |  |  |  | 1
218326 | FRANKLIN_L1 | 13.2 | 231 | 77 | 0 | 4.78 | 3.98 |  |  | -0.02339 |  |  |  | 0 |  | 1 | CAPACITY |  |  |  | 1
218327 | FRANKLIN_L2 | 13.2 | 231 | 77 | 0 | 4.78 | 3.98 |  |  | -0.02339 |  |  |  | 0 |  | 1 | CAPACITY |  |  |  | 1
219903 | AB2-057 C | 26.4 | 231 | 75 | 0 | 3.8 | 3.16 |  |  | -0.02338 |  |  |  | 0 |  | 1 | CAPACITY | AB2-057 |  |  | 1
219616 | HARTSLA_L1 | 13.2 | 231 | 77 | 0 | 2.99 | 2.49 |  |  | -0.02338 |  |  |  | 0 |  | 1 | CAPACITY |  |  |  | 1
219618 | HARTSLA_L3 | 13.2 | 231 | 77 | 0 | 2.99 | 2.49 |  |  | -0.02338 |  |  |  | 0 |  | 1 | CAPACITY |  |  |  | 1
219617 | HARTSLA_L2 | 13.2 | 231 | 77 | 0 | 2.99 | 2.49 |  |  | -0.02338 |  |  |  | 0 |  | 1 | CAPACITY |  |  |  | 1
218526 | CNTRALGAS2 C | 13.2 | 231 | 75 | 0 | 1.18 | 0.98 |  |  | -0.02339 |  |  |  | 0 |  | 1 | CAPACITY | v1-030 |  |  | 1
219901 | Z1-116 | 22.5 | 231 | 57 | 0 | 671 | 0 |  |  | -0.02339 |  |  |  | 0.06171 |  | 1 | NEW |  |  |  | 1
219001 | SEWAREN7GT | 25 | 231 | 58 | 0 | 324.6 | 270.15 |  |  | -0.0234 |  |  |  | 0.02619 |  | 1 | CAPACITY | Sewaren7 |  |  | 1
219002 | SEWAREN7ST | 18 | 231 | 58 | 0 | 216.4 | 180.1 |  |  | -0.0234 |  |  |  | 0 |  | 1 | CAPACITY | Sewaren7 |  |  | 1
207474 | AD2-213 E O1 | 34.5 | 228 | 76 | -20 | 20 | 0 |  |  | -0.0234 |  |  |  | 0.0975 |  | 1 | MTX | AF1-249 |  |  | 1
917522 | SEWARENG7E2 | 18 | 231 | 58 | 0 | 13 | 0 |  |  | -0.0234 |  |  |  | 0 |  | 1 | ENERGY | Sewaren7 |  |  | 1
917521 | SEWARENG7E1 | 25 | 231 | 58 | 0 | 13 | 0 |  |  | -0.0234 |  |  |  | 0 |  | 1 | ENERGY | Sewaren7 |  |  | 1
903482 | W3-029 E | 34.5 | 228 | 75 | 0 | 10.5 | 0 |  |  | -0.02339 |  |  |  | 0 |  | 1 | NEWENERGY | W3-029 |  |  | 1
903222 | W3-003 E | 34.5 | 228 | 75 | 0 | 10 | 0 |  |  | -0.02339 |  |  |  | 0 |  | 1 | NEWENERGY | W3-003 |  |  | 1
218338 | SEWAREN_IM | 26.4 | 231 | 77 | 0 | 36.29 | 30.2 |  |  | -0.0234 |  |  |  | 0 |  | 1 | CAPACITY |  |  |  | 1
292683 | V3-070 E | 34.5 | 228 | 75 | 0 | 4.96 | 0 |  |  | -0.02339 |  |  |  | 0 |  | 1 | NEWENERGY | V3-070 |  |  | 1
930902 | AB1-139 E | 26.4 | 231 | 75 | 0 | 4.1 | 0 |  |  | -0.02339 |  |  |  | 0 |  | 1 | NEWENERGY | AB1-139 |  |  | 1
207442 | AE1-156 C | 34.5 | 228 | 75 | 0 | 4.1 | 0 |  |  | -0.02339 |  |  |  | 0 |  | 1 | NEW | AE1-156 |  |  | 1
909252 | X2-075 E | 34.5 | 228 | 75 | 0 | 3.72 | 0 |  |  | -0.0234 |  |  |  | 0 |  | 1 | NEWENERGY | X2-075 |  |  | 1
207443 | AE1-156 E | 34.5 | 228 | 75 | 0 | 3.5 | 0 |  |  | -0.02339 |  |  |  | 0 |  | 1 | NEWENERGY | AE1-156 |  |  | 1
218397 | MINUEST_L1 | 13.2 | 231 | 77 | 0 | 18.1 | 15.06 |  |  | -0.0234 |  |  |  | 0 |  | 1 | CAPACITY |  |  |  | 1
218348 | BRIDGWTR_AB | 26.4 | 231 | 77 | 0 | 15.99 | 13.31 |  |  | -0.02339 |  |  |  | 0 |  | 1 | CAPACITY |  |  |  | 1
218392 | MDWRD_L1 | 13.2 | 231 | 77 | 0 | 13.9 | 11.57 |  |  | -0.02339 |  |  |  | 0 |  | 1 | CAPACITY |  |  |  | 1
206744 | 28PIT_W1-132 | 34.5 | 228 | 75 | 0 | 2 | 0 |  |  | -0.02339 |  |  |  | 0 |  | 1 | NEWENERGY | W1-132 |  |  | 1
218394 | METUCHEN_AB | 26.4 | 231 | 77 | 0 | 11.57 | 9.63 |  |  | -0.02339 |  |  |  | 0 |  | 1 | CAPACITY |  |  |  | 1
218401 | PRSNAVS_L1 | 13.2 | 231 | 77 | 0 | 11.1 | 9.24 |  |  | -0.02339 |  |  |  | 0 |  | 1 | CAPACITY |  |  |  | 1
218402 | PRSNAVS_L2 | 13.2 | 231 | 77 | 0 | 11.1 | 9.24 |  |  | -0.02339 |  |  |  | 0 |  | 1 | CAPACITY |  |  |  | 1
902742 | W2-061 E | 34.5 | 228 | 75 | 0 | 1.86 | 0 |  |  | -0.02339 |  |  |  | 0 |  | 1 | NEWENERGY | W2-061 |  |  | 1
904682 | V4-069 E | 34.5 | 228 | 75 | 0 | 1.86 | 0 |  |  | -0.02339 |  |  |  | 0 |  | 1 | NEWENERGY | V4-069 |  |  | 1
904692 | V4-070 E | 34.5 | 228 | 75 | 0 | 1.86 | 0 |  |  | -0.02339 |  |  |  | 0 |  | 1 | NEWENERGY | V4-070 |  |  | 1
218388 | LNELSN_L2 | 13.2 | 231 | 77 | 0 | 10.1 | 8.41 |  |  | -0.02339 |  |  |  | 0 |  | 1 | CAPACITY |  |  |  | 1
218389 | LNELSN_L1 | 13.2 | 231 | 77 | 0 | 10.1 | 8.41 |  |  | -0.02339 |  |  |  | 0 |  | 1 | CAPACITY |  |  |  | 1
217212 | AMBOY SO E | 13.2 | 231 | 75 | 0 | 1.42 | 0 |  |  | -0.0234 |  |  |  | 0 |  | 1 | NEWENERGY | V3-069 |  |  | 1
218525 | CNTRALGAS1 E | 13.2 | 231 | 75 | 0 | 1.42 | 0 |  |  | -0.02339 |  |  |  | 0 |  | 1 | NEWENERGY | v1-030 |  |  | 1
216912 | POLHEMS_L1 | 13.2 | 231 | 77 | 0 | 8.41 | 7 |  |  | -0.02339 |  |  |  | 0 |  | 1 | CAPACITY |  |  |  | 1
216913 | POLHEMS_L2 | 13.2 | 231 | 77 | 0 | 8.41 | 7 |  |  | -0.02339 |  |  |  | 0 |  | 1 | CAPACITY |  |  |  | 1
218439 | SUMMTASSOC E | 13 | 231 | 75 | 0 | 1.24 | 0 |  |  | -0.02339 |  |  |  | 0 |  | 1 | NEWENERGY | X2-089 |  |  | 1
218384 | KILMER_L2 | 13.2 | 231 | 77 | 0 | 6.85 | 5.7 |  |  | -0.02339 |  |  |  | 0 |  | 1 | CAPACITY |  |  |  | 1
218385 | KILMER_L4 | 13.2 | 231 | 77 | 0 | 6.85 | 5.7 |  |  | -0.02339 |  |  |  | 0 |  | 1 | CAPACITY |  |  |  | 1
218387 | KILMER_L3 | 13.2 | 231 | 77 | 0 | 6.85 | 5.7 |  |  | -0.02339 |  |  |  | 0 |  | 1 | CAPACITY |  |  |  | 1
218386 | KILMER_L1 | 13.2 | 231 | 77 | 0 | 6.85 | 5.7 |  |  | -0.02339 |  |  |  | 0 |  | 1 | CAPACITY |  |  |  | 1
218405 | SOMRVLLE_L1 | 13.2 | 231 | 77 | 0 | 6.2 | 5.16 |  |  | -0.02339 |  |  |  | 0 |  | 1 | CAPACITY |  |  |  | 1
218406 | SOMRVLLE_L2 | 13.2 | 231 | 77 | 0 | 6.2 | 5.16 |  |  | -0.02339 |  |  |  | 0 |  | 1 | CAPACITY |  |  |  | 1
938282 | AE1-041 E | 26.4 | 231 | 75 | 0 | 0.9 | 0 |  |  | -0.02339 |  |  |  | 0 |  | 1 | NEWENERGY | AE1-041 |  |  | 1
218412 | WDBRDG_L2 | 13.2 | 231 | 77 | 0 | 5.28 | 4.39 |  |  | -0.0234 |  |  |  | 0 |  | 1 | CAPACITY |  |  |  | 1
218413 | WDBRDG_L3 | 13.2 | 231 | 77 | 0 | 5.28 | 4.39 |  |  | -0.0234 |  |  |  | 0 |  | 1 | CAPACITY |  |  |  | 1
218414 | WDBRDG_L1 | 13.2 | 231 | 77 | 0 | 5.28 | 4.39 |  |  | -0.0234 |  |  |  | 0 |  | 1 | CAPACITY |  |  |  | 1
218382 | GREENBK_L2 | 13.2 | 231 | 77 | 0 | 5.01 | 4.17 |  |  | -0.0234 |  |  |  | 0 |  | 1 | CAPACITY |  |  |  | 1
218383 | GREENBK_L1 | 13.2 | 231 | 77 | 0 | 5.01 | 4.17 |  |  | -0.0234 |  |  |  | 0 |  | 1 | CAPACITY |  |  |  | 1
218391 | LAFAYET_L1 | 13.2 | 231 | 77 | 0 | 4.85 | 4.04 |  |  | -0.0234 |  |  |  | 0 |  | 1 | CAPACITY |  |  |  | 1
218390 | LAFAYET_L2 | 13.2 | 231 | 77 | 0 | 4.85 | 4.04 |  |  | -0.0234 |  |  |  | 0 |  | 1 | CAPACITY |  |  |  | 1
218547 | N.BRDGST_L1 | 13.2 | 231 | 77 | 0 | 3.71 | 3.09 |  |  | -0.02339 |  |  |  | 0 |  | 1 | CAPACITY |  |  |  | 1
218548 | N.BRDGST_L2 | 13.2 | 231 | 77 | 0 | 3.71 | 3.09 |  |  | -0.02339 |  |  |  | 0 |  | 1 | CAPACITY |  |  |  | 1
206761 | 28MHD_W3-029 | 34.5 | 228 | 75 | 0 | 3.2 | 2.66 |  |  | -0.02339 |  |  |  | 0 |  | 1 | CAPACITY | W3-029 |  |  | 1
206738 | 28FLE_V3-070 | 34.5 | 228 | 75 | 0 | 3 | 2.5 |  |  | -0.02339 |  |  |  | 0 |  | 1 | CAPACITY | V3-070 |  |  | 1
219920 | AE1-041 EBAT | 26.4 | 231 | 76 | -0.5 | 0.5 | 0 |  |  | -0.02339 |  |  |  | 0 |  | 1 | MTX | AE1-041 |  |  | 1
218395 | METUCHEN_IM | 26.4 | 231 | 77 | 0 | 2.96 | 2.46 |  |  | -0.02339 |  |  |  | 0 |  | 1 | CAPACITY |  |  |  | 1
219250 | CENTRALDIV E | 13.2 | 231 | 75 | 0 | 0.47 | 0 |  |  | -0.02339 |  |  |  | 0 |  | 1 | NEWENERGY | W2-036 |  |  | 1
219908 | AB1-139 C | 26.4 | 231 | 75 | 0 | 2.5 | 2.08 |  |  | -0.02339 |  |  |  | 0 |  | 1 | CAPACITY | AB1-139 |  |  | 1
206764 | 28JCR_X2-075 | 34.5 | 228 | 75 | 0 | 2.28 | 1.9 |  |  | -0.0234 |  |  |  | 0 |  | 1 | CAPACITY | X2-075 |  |  | 1
218924 | SSECONDST_L1 | 13.2 | 231 | 77 | 0 | 2.25 | 1.87 |  |  | -0.0234 |  |  |  | 0 |  | 1 | CAPACITY |  |  |  | 1
218925 | SSECONDST_L2 | 13.2 | 231 | 77 | 0 | 2.25 | 1.87 |  |  | -0.0234 |  |  |  | 0 |  | 1 | CAPACITY |  |  |  | 1
218429 | ETC SOLAR E | 13.2 | 231 | 75 | 0 | 0.37 | 0 |  |  | -0.02339 |  |  |  | 0 |  | 1 | NEWENERGY | W2-052 |  |  | 1
218539 | MON8003 | 13.2 | 231 | 77 | 0 | 2.07 | 1.72 |  |  | -0.02339 |  |  |  | 0 |  | 1 | CAPACITY |  |  |  | 1
218538 | MON8002 | 13.2 | 231 | 77 | 0 | 2.07 | 1.72 |  |  | -0.02339 |  |  |  | 0 |  | 1 | CAPACITY |  |  |  | 1
218540 | MON8004 | 13.2 | 231 | 77 | 0 | 2.07 | 1.72 |  |  | -0.02339 |  |  |  | 0 |  | 1 | CAPACITY |  |  |  | 1
218579 | QTS_69 | 69 | 231 | 77 | 0 | 2 | 1.66 |  |  | -0.02339 |  |  |  | 0 |  | 1 | CAPACITY |  |  |  | 1
218524 | CNTRALGAS1 C | 13.2 | 231 | 75 | 0 | 1.18 | 0.98 |  |  | -0.02339 |  |  |  | 0 |  | 1 | CAPACITY | v1-030 |  |  | 1
206737 | 28F2S_V4-070 | 34.5 | 228 | 75 | 0 | 1.14 | 0.95 |  |  | -0.02339 |  |  |  | 0 |  | 1 | CAPACITY | V4-070 |  |  | 1
206736 | 28F1S_V4-069 | 34.5 | 228 | 75 | 0 | 1.14 | 0.95 |  |  | -0.02339 |  |  |  | 0 |  | 1 | CAPACITY | V4-069 |  |  | 1
218918 | PLAINFIED | 4.2 | 231 | 77 | 0 | 0.98 | 0.82 |  |  | -0.0234 |  |  |  | 0 |  | 1 | CAPACITY |  |  |  | 1
206754 | 28EAM_W2-061 | 34.5 | 228 | 75 | 0 | 0.9 | 0.75 |  |  | -0.02339 |  |  |  | 0 |  | 1 | CAPACITY | W2-061 |  |  | 1
217213 | AMBOY SO C | 13.2 | 231 | 75 | 0 | 0.9 | 0.75 |  |  | -0.0234 |  |  |  | 0 |  | 1 | CAPACITY | V3-069 |  |  | 1
218440 | SUMMTASSOC C | 13 | 231 | 75 | 0 | 0.7 | 0.58 |  |  | -0.02339 |  |  |  | 0 |  | 1 | CAPACITY | X2-089 |  |  | 1
219249 | CENTRALDIV C | 13.2 | 231 | 75 | 0 | 0.3 | 0.25 |  |  | -0.02339 |  |  |  | 0 |  | 1 | CAPACITY | W2-036 |  |  | 1
218428 | ETC SOLAR C | 13.2 | 231 | 75 | 0 | 0.2 | 0.17 |  |  | -0.02339 |  |  |  | 0 |  | 1 | CAPACITY | W2-052 |  |  | 1
219919 | AE1-041 C | 26.4 | 231 | 75 | 0 | 0.2 | 0.17 |  |  | -0.02339 |  |  |  | 0 |  | 1 | CAPACITY | AE1-041 |  |  | 1
VTF | LTFEXP_VFT->PJM |  |  | LTF |  | 645 |  |  |  | -0.0234
990902 | TOSCO_E | 18 | 231 | 2 | 0 | 137.5 | 0 |  |  | -0.0234 |  |  |  | 0.08416 |  | 1 | ENERGY | Tosco |  |  | 1
218426 | LINDEN_2ST | 18 | 231 | 58 | 60 | 302.1 | 251.42 |  |  | -0.0234 |  |  |  | 0 |  | 1 | CAPACITY | LINDEN CC2 |  |  | 1
218436 | LINDEN_1001 | 18 | 231 | 58 | 60 | 302 | 251.34 |  |  | -0.02341 |  |  |  | 0.02619 |  | 1 | CAPACITY | LINDEN CC1 |  |  | 1
218423 | LINDEN_G21 | 18 | 231 | 58 | 90 | 176 | 146.48 |  |  | -0.0234 |  |  |  | 0 |  | 1 | CAPACITY | LINDEN CC2 |  |  | 1
218424 | LINDEN_G22 | 18 | 231 | 58 | 90 | 176 | 146.48 |  |  | -0.0234 |  |  |  | 0.02619 |  | 1 | CAPACITY | LINDEN CC2 |  |  | 1
218425 | LINDEN_1201 | 18 | 231 | 58 | 90 | 175.9 | 146.39 |  |  | -0.0234 |  |  |  | 0 |  | 1 | CAPACITY | LINDEN CC1 |  |  | 1
218435 | LINDEN_1101 | 18 | 231 | 58 | 90 | 175.9 | 146.39 |  |  | -0.02341 |  |  |  | 0 |  | 1 | CAPACITY | LINDEN CC1 |  |  | 1
218418 | LINDEN_G5 | 13.8 | 231 | 57 | 70.9 | 86 | 71.57 |  |  | -0.0234 |  |  |  | 0.06171 |  | 1 | CAPACITY |  |  |  | 1
218419 | LINDEN_G6 | 13.8 | 231 | 57 | 70.9 | 86 | 71.57 |  |  | -0.0234 |  |  |  | 0.06171 |  | 1 | CAPACITY |  |  |  | 1
219036 | LINDEN_G7 | 13.8 | 231 | 57 | 69.3 | 84.1 | 69.99 |  |  | -0.02341 |  |  |  | 0.06171 |  | 1 | CAPACITY |  |  |  | 1
219035 | LINDEN_G8 | 13.8 | 231 | 57 | 68.3 | 82.9 | 68.99 |  |  | -0.02341 |  |  |  | 0.06171 |  | 1 | CAPACITY |  |  |  | 1
902292 | W2-016E | 34.5 | 228 | 75 | 0 | 9.3 | 0 |  |  | -0.02341 |  |  |  | 0 |  | 1 | NEWENERGY | W2-016 |  |  | 1
218672 | KENILWRTH E | 26.4 | 231 | 62 | 0 | 8 | 0 |  |  | -0.02341 |  |  |  | 0.12185 |  | 1 | NEW |  |  |  | 1
218344 | TOSCO_G6 | 18 | 231 | 2 | 35 | 42.5 | 35.37 |  |  | -0.0234 |  |  |  | 0.08416 |  | 1 | CAPACITY | Tosco |  |  | 1
218376 | ALDENE_AB | 26.4 | 231 | 77 | 0 | 40.26 | 33.51 |  |  | -0.02341 |  |  |  | 0 |  | 1 | CAPACITY |  |  |  | 1
218516 | UCRR | 26.4 | 231 | 2 | 0 | 37.4 | 31.13 |  |  | -0.02341 |  |  |  | 0.08416 |  | 1 | CAPACITY |  |  |  | 1
218318 | LINDEN_26 | 26.4 | 231 | 77 | 0 | 21.44 | 17.84 |  |  | -0.02341 |  |  |  | 0 |  | 1 | CAPACITY |  |  |  | 1
218396 | MINUEST_L2 | 13.2 | 231 | 77 | 0 | 18.1 | 15.06 |  |  | -0.0234 |  |  |  | 0 |  | 1 | CAPACITY |  |  |  | 1
217129 | BAYWAY_26 | 26.4 | 231 | 77 | 0 | 14.16 | 11.78 |  |  | -0.02341 |  |  |  | 0 |  | 1 | CAPACITY |  |  |  | 1
216998 | BAYONNE_AB | 26.4 | 231 | 77 | 0 | 10.73 | 8.93 |  |  | -0.02341 |  |  |  | 0 |  | 1 | CAPACITY |  |  |  | 1
216924 | NORTHAV_L1 | 13.2 | 231 | 77 | 0 | 8.58 | 7.14 |  |  | -0.02341 |  |  |  | 0 |  | 1 | CAPACITY |  |  |  | 1
216925 | NORTHAV_L2 | 13.2 | 231 | 77 | 0 | 8.58 | 7.14 |  |  | -0.02341 |  |  |  | 0 |  | 1 | CAPACITY |  |  |  | 1
218450 | LINSOLAR E | 26.4 | 231 | 75 | 0 | 1.43 | 0 |  |  | -0.02341 |  |  |  | 0 |  | 1 | NEWENERGY | v1-030 |  |  | 1
902932 | W2-080 E | 34.5 | 228 | 75 | 0 | 1.2 | 0 |  |  | -0.0234 |  |  |  | 0 |  | 1 | NEWENERGY | W2-080 |  |  | 1
218404 | KENILWRTH C | 26.4 | 231 | 29 | 0 | 6.6 | 5.49 |  |  | -0.02341 |  |  |  | 0 |  | 1 | CAPACITY |  |  |  | 1
218410 | WARINICO_L1 | 13.2 | 231 | 77 | 0 | 6.4 | 5.33 |  |  | -0.02341 |  |  |  | 0 |  | 1 | CAPACITY |  |  |  | 1
218411 | WARINICO_L2 | 13.2 | 231 | 77 | 0 | 6.4 | 5.33 |  |  | -0.02341 |  |  |  | 0 |  | 1 | CAPACITY |  |  |  | 1
216927 | SPRINGRD_L2 | 13.2 | 231 | 77 | 0 | 6.29 | 5.24 |  |  | -0.02341 |  |  |  | 0 |  | 1 | CAPACITY |  |  |  | 1
216996 | BAYONNE_20 | 13.2 | 231 | 77 | 0 | 6.17 | 5.14 |  |  | -0.02341 |  |  |  | 0 |  | 1 | CAPACITY |  |  |  | 1
216995 | BAYONNE_30 | 13.2 | 231 | 77 | 0 | 6.17 | 5.14 |  |  | -0.02341 |  |  |  | 0 |  | 1 | CAPACITY |  |  |  | 1
218398 | NEWDOVR_L1 | 13.2 | 231 | 77 | 0 | 5.66 | 4.71 |  |  | -0.0234 |  |  |  | 0 |  | 1 | CAPACITY |  |  |  | 1
218399 | NEWDOVR_L2 | 13.2 | 231 | 77 | 0 | 5.66 | 4.71 |  |  | -0.0234 |  |  |  | 0 |  | 1 | CAPACITY |  |  |  | 1
217082 | WEATEXAS E | 13.2 | 231 | 75 | 0 | 0.87 | 0 |  |  | -0.02341 |  |  |  | 0 |  | 1 | NEWENERGY | W1-101 |  |  | 1
218375 | ALDENE_20 | 13.2 | 231 | 77 | 0 | 4.43 | 3.69 |  |  | -0.02341 |  |  |  | 0 |  | 1 | CAPACITY |  |  |  | 1
218374 | ALDENE_10 | 13.2 | 231 | 77 | 0 | 4.43 | 3.69 |  |  | -0.02341 |  |  |  | 0 |  | 1 | CAPACITY |  |  |  | 1
218381 | FANWOOD_L1 | 13.2 | 231 | 77 | 0 | 3.68 | 3.06 |  |  | -0.02341 |  |  |  | 0 |  | 1 | CAPACITY |  |  |  | 1
218380 | FANWOOD_L2 | 13.2 | 231 | 77 | 0 | 3.68 | 3.06 |  |  | -0.02341 |  |  |  | 0 |  | 1 | CAPACITY |  |  |  | 1
206745 | 28F3S_W2-016 | 34.5 | 228 | 75 | 0 | 3 | 2.5 |  |  | -0.02341 |  |  |  | 0 |  | 1 | CAPACITY | W2-016 |  |  | 1
218415 | WESTFIELD_L1 | 13.2 | 231 | 77 | 0 | 2.27 | 1.89 |  |  | -0.02341 |  |  |  | 0 |  | 1 | CAPACITY |  |  |  | 1
218416 | WESTFIELD_L2 | 13.2 | 231 | 77 | 0 | 2.27 | 1.89 |  |  | -0.02341 |  |  |  | 0 |  | 1 | CAPACITY |  |  |  | 1
217128 | MARION_26 | 26.4 | 231 | 77 | 0 | 1.95 | 1.62 |  |  | -0.02341 |  |  |  | 0 |  | 1 | CAPACITY |  |  |  | 1
218917 | FRONTST_4KV | 4.2 | 231 | 77 | 0 | 1.93 | 1.61 |  |  | -0.0234 |  |  |  | 0 |  | 1 | CAPACITY |  |  |  | 1
218449 | LINSOLAR C | 26.4 | 231 | 75 | 0 | 0.87 | 0.72 |  |  | -0.02341 |  |  |  | 0 |  | 1 | CAPACITY | v1-030 |  |  | 1
206718 | 28STAW2-080 | 34.5 | 228 | 75 | 0 | 0.8 | 0.67 |  |  | -0.0234 |  |  |  | 0 |  | 1 | CAPACITY | W2-080 |  |  | 1
217081 | WEATEXAS C | 13.2 | 231 | 75 | 0 | 0.53 | 0.44 |  |  | -0.02341 |  |  |  | 0 |  | 1 | CAPACITY | W1-101 |  |  | 1
200061 | HUNTR401 | 22 | 227 | 58 | 77.7 | 319.2 | 265.65 |  |  | -0.02341 |  |  |  | 0.02619 |  | 1 | CAPACITY | HUNTERSTOWN |  |  | 1
217193 | NEC_ST | 18 | 231 | 58 | 51.5 | 259 | 215.55 |  |  | -0.02341 |  |  |  | 0 |  | 1 | CAPACITY | DELANCY STREET |  |  | 1
217140 | BERGEN_2ST | 18 | 231 | 58 | 80 | 246.5 | 205.15 |  |  | -0.02341 |  |  |  | 0 |  | 1 | CAPACITY | BERGEN2 |  |  | 1
217191 | NEC_CT1 | 18 | 231 | 58 | 110.5 | 223 | 185.59 |  |  | -0.02341 |  |  |  | 0.02619 |  | 1 | CAPACITY | DELANCY STREET |  |  | 1
217192 | NEC_CT2 | 18 | 231 | 58 | 110.5 | 223 | 185.59 |  |  | -0.02341 |  |  |  | 0 |  | 1 | CAPACITY | DELANCY STREET |  |  | 1
217118 | BERGEN 1 ST | 18 | 231 | 58 | 47 | 201 | 167.28 |  |  | -0.02341 |  |  |  | 0 |  | 1 | CAPACITY | BERGEN1 |  |  | 1
217139 | BERGEN_2CT2 | 18 | 231 | 58 | 80 | 173.2 | 144.15 |  |  | -0.02341 |  |  |  | 0 |  | 1 | CAPACITY | BERGEN2 |  |  | 1
217138 | BERGEN_2CT1 | 18 | 231 | 58 | 60 | 173.2 | 144.15 |  |  | -0.02341 |  |  |  | 0.02619 |  | 1 | CAPACITY | BERGEN2 |  |  | 1
200059 | HUNTR201 | 18 | 227 | 58 | 0 | 167 | 138.99 |  |  | -0.02341 |  |  |  | 0.02619 |  | 1 | CAPACITY | HUNTERSTOWN |  |  | 1
200058 | HUNTR101 | 18 | 227 | 58 | 0 | 167 | 138.99 |  |  | -0.02341 |  |  |  | 0.02619 |  | 1 | CAPACITY | HUNTERSTOWN |  |  | 1
200060 | HUNTR301 | 18 | 227 | 58 | 62.3 | 167 | 138.99 |  |  | -0.02341 |  |  |  | 0.02619 |  | 1 | CAPACITY | HUNTERSTOWN |  |  | 1
217915 | BERGEN_11 | 13.8 | 231 | 58 | 93.7 | 113.7 | 94.63 |  |  | -0.02341 |  |  |  | 0.02619 |  | 1 | CAPACITY | BERGEN1 |  |  | 1
217918 | BERGEN_14 | 13.8 | 231 | 58 | 93.6 | 113.6 | 94.54 |  |  | -0.02341 |  |  |  | 0 |  | 1 | CAPACITY | BERGEN1 |  |  | 1
217917 | BERGEN_13 | 13.8 | 231 | 58 | 93.6 | 113.6 | 94.54 |  |  | -0.02341 |  |  |  | 0 |  | 1 | CAPACITY | BERGEN1 |  |  | 1
217916 | BERGEN_12 | 13.8 | 231 | 58 | 93.6 | 113.6 | 94.54 |  |  | -0.02341 |  |  |  | 0 |  | 1 | CAPACITY | BERGEN1 |  |  | 1
217167 | KRNY_14 | 13.8 | 231 | 57 | 60 | 94.8 | 78.9 |  |  | -0.02342 |  |  |  | 0.11961 |  | 1 | CAPACITY |  |  |  | 1
217083 | KRNY_132 | 13.8 | 231 | 57 | 60 | 94.66 | 78.78 |  |  | -0.02342 |  |  |  | 0.11961 |  | 1 | CAPACITY |  |  |  | 1
217086 | KRNY_131 | 13.8 | 231 | 57 | 60 | 94.66 | 78.78 |  |  | -0.02342 |  |  |  | 0.11961 |  | 1 | CAPACITY |  |  |  | 1
217147 | KRNY_1212 | 13.8 | 231 | 56 | 60 | 89.2 | 74.24 |  |  | -0.02342 |  |  |  | 0.11961 |  | 1 | CAPACITY |  |  |  | 1
217146 | KRNY_1234 | 13.8 | 231 | 56 | 60 | 89.2 | 74.24 |  |  | -0.02342 |  |  |  | 0.11961 |  | 1 | CAPACITY |  |  |  | 1
217186 | ESSEX_G9 | 13.8 | 231 | 57 | 66.8 | 81 | 67.41 |  |  | -0.02341 |  |  |  | 0.06171 |  | 1 | CAPACITY |  |  |  | 1
217065 | ECRRF_1 | 138 | 231 | 1 | 0 | 30.15 | 25.09 |  |  | -0.02341 |  |  |  | 0.08416 |  | 1 | CAPACITY |  |  |  | 1
217323 | ECRRF_2 | 138 | 231 | 1 | 0 | 30.15 | 25.09 |  |  | -0.02341 |  |  |  | 0.08416 |  | 1 | CAPACITY |  |  |  | 1
219923 | AG1-148 E | 26.4 | 231 | 58 | 0 | 5 | 0 |  |  | -0.02341 |  |  |  | 0.02619 |  | 1 | ENERGY |  |  |  | 1
217195 | REDH E | 13 | 231 | 75 | 0 | 3.1 | 0 |  |  | -0.02342 |  |  |  | 0 |  | 1 | NEWENERGY | V2-025 |  |  | 1
217098 | BELLVLLE_26 | 26.4 | 231 | 77 | 0 | 15.27 | 12.71 |  |  | -0.02342 |  |  |  | 0 |  | 1 | CAPACITY |  |  |  | 1
217034 | PENHORN_L1 | 13.2 | 231 | 77 | 0 | 13.1 | 10.9 |  |  | -0.02341 |  |  |  | 0 |  | 1 | CAPACITY |  |  |  | 1
217035 | PENHORN_L2 | 13.2 | 231 | 77 | 0 | 13.1 | 10.9 |  |  | -0.02341 |  |  |  | 0 |  | 1 | CAPACITY |  |  |  | 1
217116 | ESSEX_26 | 26.4 | 231 | 77 | 0 | 12.18 | 10.14 |  |  | -0.02341 |  |  |  | 0 |  | 1 | CAPACITY |  |  |  | 1
211089 | AF2-277 E | 12.5 | 229 | 75 | 0 | 2 | 0 |  |  | -0.02341 |  |  |  | 0 |  | 1 | NEWENERGY | AF2-277 |  |  | 1
217168 | METRODIV E | 13.2 | 231 | 75 | 0 | 1.63 | 0 |  |  | -0.02342 |  |  |  | 0 |  | 1 | NEWENERGY | W4-059 |  |  | 1
219910 | AD1-054 E | 13.2 | 231 | 75 | 0 | 1.5 | 0 |  |  | -0.02341 |  |  |  | 0 |  | 1 | NEWENERGY | AD1-054 |  |  | 1
216926 | SPRINGRD_L1 | 13.2 | 231 | 77 | 0 | 6.29 | 5.24 |  |  | -0.02341 |  |  |  | 0 |  | 1 | CAPACITY |  |  |  | 1
217056 | DORMPL_1 | 138 | 231 | 77 | 0 | 6.29 | 5.24 |  |  | -0.02341 |  |  |  | 0 |  | 1 | CAPACITY |  |  |  | 1
217327 | DORMPL_2 | 138 | 231 | 77 | 0 | 6.29 | 5.24 |  |  | -0.02341 |  |  |  | 0 |  | 1 | CAPACITY |  |  |  | 1
217095 | ATHENIA_L4 | 26.4 | 231 | 77 | 0 | 6 | 4.99 |  |  | -0.02341 |  |  |  | 0 |  | 1 | CAPACITY |  |  |  | 1
216949 | HINCHAV_20 | 13.2 | 231 | 77 | 0 | 5.85 | 4.87 |  |  | -0.02342 |  |  |  | 0 |  | 1 | CAPACITY |  |  |  | 1
216948 | HINCHAV_10 | 13.2 | 231 | 77 | 0 | 5.85 | 4.87 |  |  | -0.02342 |  |  |  | 0 |  | 1 | CAPACITY |  |  |  | 1
217176 | GREATFALLS | 4.2 | 231 | 60 | 0 | 5.5 | 4.58 |  |  | -0.02341 |  |  |  | 0 |  | 1 | CAPACITY |  |  |  | 1
217017 | TURNPIKE_L2 | 13.2 | 231 | 77 | 0 | 4.94 | 4.11 |  |  | -0.02342 |  |  |  | 0 |  | 1 | CAPACITY |  |  |  | 1
217016 | TURNPIKE_L1 | 13.2 | 231 | 77 | 0 | 4.94 | 4.11 |  |  | -0.02342 |  |  |  | 0 |  | 1 | CAPACITY |  |  |  | 1
216953 | KULLERRD_L2 | 13.2 | 231 | 77 | 0 | 4.43 | 3.69 |  |  | -0.02342 |  |  |  | 0 |  | 1 | CAPACITY |  |  |  | 1
216952 | KULLERRD_L1 | 13.2 | 231 | 77 | 0 | 4.43 | 3.69 |  |  | -0.02342 |  |  |  | 0 |  | 1 | CAPACITY |  |  |  | 1
217180 | KEARNY_L2 | 13.2 | 231 | 77 | 0 | 4.39 | 3.65 |  |  | -0.02342 |  |  |  | 0 |  | 1 | CAPACITY |  |  |  | 1
217179 | KEARNY_L1 | 13.2 | 231 | 77 | 0 | 4.39 | 3.65 |  |  | -0.02342 |  |  |  | 0 |  | 1 | CAPACITY |  |  |  | 1
217037 | NBERGEN_L2 | 13.2 | 231 | 77 | 0 | 4.26 | 3.55 |  |  | -0.02341 |  |  |  | 0 |  | 1 | CAPACITY |  |  |  | 1
217036 | NBERGEN_L1 | 13.2 | 231 | 77 | 0 | 4.26 | 3.55 |  |  | -0.02341 |  |  |  | 0 |  | 1 | CAPACITY |  |  |  | 1
217205 | WCALDSOLAR E | 13.2 | 231 | 75 | 0 | 0.7 | 0 |  |  | -0.02342 |  |  |  | 0 |  | 1 | NEWENERGY | AB1-021 |  |  | 1
216929 | CDRGV_L2 | 13.2 | 231 | 77 | 0 | 4.09 | 3.4 |  |  | -0.02342 |  |  |  | 0 |  | 1 | CAPACITY |  |  |  | 1
216928 | CDRGV_L1 | 13.2 | 231 | 77 | 0 | 4.09 | 3.4 |  |  | -0.02342 |  |  |  | 0 |  | 1 | CAPACITY |  |  |  | 1
217024 | SADDLBRK_L1 | 13.2 | 231 | 77 | 0 | 4.06 | 3.38 |  |  | -0.02342 |  |  |  | 0 |  | 1 | CAPACITY |  |  |  | 1
217027 | SADDLBRK_L4 | 13.2 | 231 | 77 | 0 | 4.06 | 3.38 |  |  | -0.02342 |  |  |  | 0 |  | 1 | CAPACITY |  |  |  | 1
217025 | SADDLBRK_L3 | 13.2 | 231 | 77 | 0 | 4.06 | 3.38 |  |  | -0.02342 |  |  |  | 0 |  | 1 | CAPACITY |  |  |  | 1
217026 | SADDLBRK_L2 | 13.2 | 231 | 77 | 0 | 4.06 | 3.38 |  |  | -0.02342 |  |  |  | 0 |  | 1 | CAPACITY |  |  |  | 1
216980 | HOMESTED_L2 | 13.2 | 231 | 77 | 0 | 3.96 | 3.3 |  |  | -0.02341 |  |  |  | 0 |  | 1 | CAPACITY |  |  |  | 1
216981 | HOMESTED_L4 | 13.2 | 231 | 77 | 0 | 3.96 | 3.3 |  |  | -0.02341 |  |  |  | 0 |  | 1 | CAPACITY |  |  |  | 1
216983 | HOMESTED_L3 | 13.2 | 231 | 77 | 0 | 3.96 | 3.3 |  |  | -0.02341 |  |  |  | 0 |  | 1 | CAPACITY |  |  |  | 1
216982 | HOMESTED_L1 | 13.2 | 231 | 77 | 0 | 3.96 | 3.3 |  |  | -0.02341 |  |  |  | 0 |  | 1 | CAPACITY |  |  |  | 1
217171 | MCCARTER_26 | 26.4 | 231 | 77 | 0 | 3.93 | 3.27 |  |  | -0.02341 |  |  |  | 0 |  | 1 | CAPACITY |  |  |  | 1
217006 | BERGEN_26A | 26.4 | 231 | 77 | 0 | 3.8 | 3.16 |  |  | -0.02341 |  |  |  | 0 |  | 1 | CAPACITY |  |  |  | 1
217203 | FBANKSOLAR E | 13.2 | 231 | 75 | 0 | 0.63 | 0 |  |  | -0.02341 |  |  |  | 0 |  | 1 | NEWENERGY | X2-087 |  |  | 1
216967 | WCALDWEL_L4 | 13.2 | 231 | 77 | 0 | 3.76 | 3.13 |  |  | -0.02342 |  |  |  | 0 |  | 1 | CAPACITY |  |  |  | 1
216966 | WCALDWEL_L2 | 13.2 | 231 | 77 | 0 | 3.76 | 3.13 |  |  | -0.02342 |  |  |  | 0 |  | 1 | CAPACITY |  |  |  | 1
216964 | WCALDWEL_L1 | 13.2 | 231 | 77 | 0 | 3.76 | 3.13 |  |  | -0.02342 |  |  |  | 0 |  | 1 | CAPACITY |  |  |  | 1
216965 | WCALDWEL_L3 | 13.2 | 231 | 77 | 0 | 3.76 | 3.13 |  |  | -0.02342 |  |  |  | 0 |  | 1 | CAPACITY |  |  |  | 1
217249 | HACKENSOLA E | 26.4 | 231 | 75 | 0 | 0.62 | 0 |  |  | -0.02341 |  |  |  | 0 |  | 1 | NEWENERGY | X1-072 |  |  | 1
216938 | FOUNDRY_L1 | 13.2 | 231 | 77 | 0 | 3.63 | 3.02 |  |  | -0.02341 |  |  |  | 0 |  | 1 | CAPACITY |  |  |  | 1
216939 | FOUNDRY_L2 | 13.2 | 231 | 77 | 0 | 3.63 | 3.02 |  |  | -0.02341 |  |  |  | 0 |  | 1 | CAPACITY |  |  |  | 1
217104 | FAIRLAWN_AB | 26.4 | 231 | 77 | 0 | 3.63 | 3.02 |  |  | -0.02341 |  |  |  | 0 |  | 1 | CAPACITY |  |  |  | 1
216944 | JACKSNRD_L1 | 13.2 | 231 | 77 | 0 | 3.61 | 3 |  |  | -0.02342 |  |  |  | 0 |  | 1 | CAPACITY |  |  |  | 1
216946 | JACKSNRD_L3 | 13.2 | 231 | 77 | 0 | 3.61 | 3 |  |  | -0.02342 |  |  |  | 0 |  | 1 | CAPACITY |  |  |  | 1
216947 | JACKSNRD_L4 | 13.2 | 231 | 77 | 0 | 3.61 | 3 |  |  | -0.02342 |  |  |  | 0 |  | 1 | CAPACITY |  |  |  | 1
216945 | JACKSNRD_L2 | 13.2 | 231 | 77 | 0 | 3.61 | 3 |  |  | -0.02342 |  |  |  | 0 |  | 1 | CAPACITY |  |  |  | 1
216954 | LAUREL_L2 | 13.2 | 231 | 77 | 0 | 3.5 | 2.91 |  |  | -0.02342 |  |  |  | 0 |  | 1 | CAPACITY |  |  |  | 1
216955 | LAUREL_L4 | 13.2 | 231 | 77 | 0 | 3.5 | 2.91 |  |  | -0.02342 |  |  |  | 0 |  | 1 | CAPACITY |  |  |  | 1
216956 | LAUREL_L1 | 13.2 | 231 | 77 | 0 | 3.5 | 2.91 |  |  | -0.02342 |  |  |  | 0 |  | 1 | CAPACITY |  |  |  | 1
216957 | LAUREL_L3 | 13.2 | 231 | 77 | 0 | 3.5 | 2.91 |  |  | -0.02342 |  |  |  | 0 |  | 1 | CAPACITY |  |  |  | 1
217106 | FAIRLAWN_IM | 26.4 | 231 | 77 | 0 | 3.46 | 2.88 |  |  | -0.02341 |  |  |  | 0 |  | 1 | CAPACITY |  |  |  | 1
216968 | WORANGE_IM | 26.4 | 231 | 77 | 0 | 3.11 | 2.59 |  |  | -0.02341 |  |  |  | 0 |  | 1 | CAPACITY |  |  |  | 1
217214 | CENTRL HS E | 13.8 | 231 | 75 | 0 | 0.51 | 0 |  |  | -0.02341 |  |  |  | 0 |  | 1 | NEWENERGY | V3-067 |  |  | 1
217040 | MAYWOOD_L3 | 13.2 | 231 | 77 | 0 | 2.99 | 2.49 |  |  | -0.02342 |  |  |  | 0 |  | 1 | CAPACITY |  |  |  | 1
217038 | MAYWOOD_L1 | 13.2 | 231 | 77 | 0 | 2.99 | 2.49 |  |  | -0.02342 |  |  |  | 0 |  | 1 | CAPACITY |  |  |  | 1
217039 | MAYWOOD_L2 | 13.2 | 231 | 77 | 0 | 2.99 | 2.49 |  |  | -0.02342 |  |  |  | 0 |  | 1 | CAPACITY |  |  |  | 1
217041 | MAYWOOD_L4 | 13.2 | 231 | 77 | 0 | 2.99 | 2.49 |  |  | -0.02342 |  |  |  | 0 |  | 1 | CAPACITY |  |  |  | 1
217096 | ATHENIA_IM | 26.4 | 231 | 77 | 0 | 2.97 | 2.47 |  |  | -0.02341 |  |  |  | 0 |  | 1 | CAPACITY |  |  |  | 1
217608 | NORTHPAT_4 | 4.2 | 231 | 77 | 0 | 2.93 | 2.44 |  |  | -0.02342 |  |  |  | 0 |  | 1 | CAPACITY |  |  |  | 1
217181 | KINGLAND_L3 | 13.2 | 231 | 77 | 0 | 2.84 | 2.36 |  |  | -0.02342 |  |  |  | 0 |  | 1 | CAPACITY |  |  |  | 1
216978 | KINGLAND_L1 | 13.2 | 231 | 77 | 0 | 2.84 | 2.36 |  |  | -0.02342 |  |  |  | 0 |  | 1 | CAPACITY |  |  |  | 1
217182 | KINGLAND_L4 | 13.2 | 231 | 77 | 0 | 2.84 | 2.36 |  |  | -0.02342 |  |  |  | 0 |  | 1 | CAPACITY |  |  |  | 1
216979 | KINGLAND_L2 | 13.2 | 231 | 77 | 0 | 2.84 | 2.36 |  |  | -0.02342 |  |  |  | 0 |  | 1 | CAPACITY |  |  |  | 1
217103 | CLIFTON_L1 | 13.2 | 231 | 77 | 0 | 2.69 | 2.24 |  |  | -0.02342 |  |  |  | 0 |  | 1 | CAPACITY |  |  |  | 1
217102 | CLIFTON_L2 | 13.2 | 231 | 77 | 0 | 2.69 | 2.24 |  |  | -0.02342 |  |  |  | 0 |  | 1 | CAPACITY |  |  |  | 1
217042 | ERUTHF_10 | 13.2 | 231 | 77 | 0 | 2.68 | 2.23 |  |  | -0.02341 |  |  |  | 0 |  | 1 | CAPACITY |  |  |  | 1
217043 | ERUTHF_20 | 13.2 | 231 | 77 | 0 | 2.68 | 2.23 |  |  | -0.02341 |  |  |  | 0 |  | 1 | CAPACITY |  |  |  | 1
216969 | WORANGE_OU | 26.4 | 231 | 77 | 0 | 2.65 | 2.2 |  |  | -0.02341 |  |  |  | 0 |  | 1 | CAPACITY |  |  |  | 1
217620 | MCLEAN 4KV | 4.2 | 231 | 77 | 0 | 2.64 | 2.2 |  |  | -0.02342 |  |  |  | 0 |  | 1 | CAPACITY |  |  |  | 1
218106 | CARLSTD_L1 | 13.2 | 231 | 77 | 0 | 2.63 | 2.19 |  |  | -0.02341 |  |  |  | 0 |  | 1 | CAPACITY |  |  |  | 1
218107 | CARLSTD_L2 | 13.2 | 231 | 77 | 0 | 2.63 | 2.19 |  |  | -0.02341 |  |  |  | 0 |  | 1 | CAPACITY |  |  |  | 1
216970 | WORANGE_RX | 26.4 | 231 | 77 | 0 | 2.63 | 2.19 |  |  | -0.02341 |  |  |  | 0 |  | 1 | CAPACITY |  |  |  | 1
217153 | BERGFIELD_L2 | 13.2 | 231 | 77 | 0 | 2.62 | 2.18 |  |  | -0.02341 |  |  |  | 0 |  | 1 | CAPACITY |  |  |  | 1
217152 | BERGFIELD_L1 | 13.2 | 231 | 77 | 0 | 2.62 | 2.18 |  |  | -0.02341 |  |  |  | 0 |  | 1 | CAPACITY |  |  |  | 1
217004 | BERGEN_20 | 13.2 | 231 | 77 | 0 | 2.57 | 2.14 |  |  | -0.02341 |  |  |  | 0 |  | 1 | CAPACITY |  |  |  | 1
217002 | BERGEN_10 | 13.2 | 231 | 77 | 0 | 2.57 | 2.14 |  |  | -0.02341 |  |  |  | 0 |  | 1 | CAPACITY |  |  |  | 1
217003 | BERGEN_30 | 13.2 | 231 | 77 | 0 | 2.57 | 2.14 |  |  | -0.02341 |  |  |  | 0 |  | 1 | CAPACITY |  |  |  | 1
217005 | BERGEN_40 | 13.2 | 231 | 77 | 0 | 2.57 | 2.14 |  |  | -0.02341 |  |  |  | 0 |  | 1 | CAPACITY |  |  |  | 1
217875 | HASBRTS_4 | 4.2 | 231 | 77 | 0 | 2.51 | 2.09 |  |  | -0.02341 |  |  |  | 0 |  | 1 | CAPACITY |  |  |  | 1
217028 | NMILFRD_30 | 13.2 | 231 | 77 | 0 | 2.46 | 2.05 |  |  | -0.02342 |  |  |  | 0 |  | 1 | CAPACITY |  |  |  | 1
217029 | NMILFRD_10 | 13.2 | 231 | 77 | 0 | 2.46 | 2.05 |  |  | -0.02342 |  |  |  | 0 |  | 1 | CAPACITY |  |  |  | 1
217030 | NMILFRD_20 | 13.2 | 231 | 77 | 0 | 2.46 | 2.05 |  |  | -0.02342 |  |  |  | 0 |  | 1 | CAPACITY |  |  |  | 1
217031 | NMILFRD_40 | 13.2 | 231 | 77 | 0 | 2.46 | 2.05 |  |  | -0.02342 |  |  |  | 0 |  | 1 | CAPACITY |  |  |  | 1
217799 | HACKNSK_4 | 4.2 | 231 | 77 | 0 | 2.35 | 1.96 |  |  | -0.02341 |  |  |  | 0 |  | 1 | CAPACITY |  |  |  | 1
218153 | HAWTHORN_20 | 13.2 | 231 | 77 | 0 | 2.31 | 1.92 |  |  | -0.02342 |  |  |  | 0 |  | 1 | CAPACITY |  |  |  | 1
218154 | HAWTHORN_30 | 13.2 | 231 | 77 | 0 | 2.31 | 1.92 |  |  | -0.02342 |  |  |  | 0 |  | 1 | CAPACITY |  |  |  | 1
216935 | COOKRD_L4 | 13.2 | 231 | 77 | 0 | 2.24 | 1.86 |  |  | -0.02342 |  |  |  | 0 |  | 1 | CAPACITY |  |  |  | 1
216934 | COOKRD_L2 | 13.2 | 231 | 77 | 0 | 2.24 | 1.86 |  |  | -0.02342 |  |  |  | 0 |  | 1 | CAPACITY |  |  |  | 1
216937 | COOKRD_L3 | 13.2 | 231 | 77 | 0 | 2.24 | 1.86 |  |  | -0.02342 |  |  |  | 0 |  | 1 | CAPACITY |  |  |  | 1
216936 | COOKRD_L1 | 13.2 | 231 | 77 | 0 | 2.24 | 1.86 |  |  | -0.02342 |  |  |  | 0 |  | 1 | CAPACITY |  |  |  | 1
217121 | ECCF | 26.4 | 231 | 55 | 0 | 2.2 | 1.83 |  |  | -0.02341 |  |  |  | 0 |  | 1 | CAPACITY |  |  |  | 1
217097 | ATHENIA_OU | 26.4 | 231 | 77 | 0 | 2.03 | 1.69 |  |  | -0.02341 |  |  |  | 0 |  | 1 | CAPACITY |  |  |  | 1
217216 | BARNGR HS E | 26.4 | 231 | 75 | 0 | 0.34 | 0 |  |  | -0.02341 |  |  |  | 0 |  | 1 | NEWENERGY | V3-065 |  |  | 1
216959 | MARIONDR_L1 | 13.2 | 231 | 77 | 0 | 1.95 | 1.62 |  |  | -0.02341 |  |  |  | 0 |  | 1 | CAPACITY |  |  |  | 1
216958 | MARIONDR_L2 | 13.2 | 231 | 77 | 0 | 1.95 | 1.62 |  |  | -0.02341 |  |  |  | 0 |  | 1 | CAPACITY |  |  |  | 1
216990 | LEONIA_L1 | 13.2 | 231 | 77 | 0 | 1.94 | 1.62 |  |  | -0.02341 |  |  |  | 0 |  | 1 | CAPACITY |  |  |  | 1
216988 | LEONIA_L2 | 13.2 | 231 | 77 | 0 | 1.94 | 1.62 |  |  | -0.02341 |  |  |  | 0 |  | 1 | CAPACITY |  |  |  | 1
216991 | LEONIA_L3 | 13.2 | 231 | 77 | 0 | 1.94 | 1.62 |  |  | -0.02341 |  |  |  | 0 |  | 1 | CAPACITY |  |  |  | 1
216989 | LEONIA_L4 | 13.2 | 231 | 77 | 0 | 1.94 | 1.62 |  |  | -0.02341 |  |  |  | 0 |  | 1 | CAPACITY |  |  |  | 1
217194 | REDH C | 13 | 231 | 75 | 0 | 1.9 | 1.58 |  |  | -0.02342 |  |  |  | 0 |  | 1 | CAPACITY | V2-025 |  |  | 1
218135 | TEANECK4KV | 4.2 | 231 | 77 | 0 | 1.63 | 1.36 |  |  | -0.02341 |  |  |  | 0 |  | 1 | CAPACITY |  |  |  | 1
217207 | PARK ELE E | 13.2 | 231 | 75 | 0 | 0.27 | 0 |  |  | -0.02342 |  |  |  | 0 |  | 1 | NEWENERGY | V3-066 |  |  | 1
217436 | SOUTHPAT4 | 4.16 | 231 | 77 | 0 | 1.6 | 1.33 |  |  | -0.02342 |  |  |  | 0 |  | 1 | CAPACITY |  |  |  | 1
217210 | CAMDEN ST E | 13.8 | 231 | 75 | 0 | 0.26 | 0 |  |  | -0.02341 |  |  |  | 0 |  | 1 | NEWENERGY | V3-068 |  |  | 1
217554 | CLAYST_4 | 4.16 | 231 | 77 | 0 | 1.56 | 1.3 |  |  | -0.02341 |  |  |  | 0 |  | 1 | CAPACITY |  |  |  | 1
217099 | SWTRFRP_CD | 26.4 | 231 | 77 | 0 | 1.44 | 1.2 |  |  | -0.02341 |  |  |  | 0 |  | 1 | CAPACITY |  |  |  | 1
218080 | 40TH ST_4KV | 4.2 | 231 | 77 | 0 | 1.37 | 1.14 |  |  | -0.02342 |  |  |  | 0 |  | 1 | CAPACITY |  |  |  | 1
217110 | WALDWICK_20 | 13.2 | 231 | 77 | 0 | 1.31 | 1.09 |  |  | -0.02341 |  |  |  | 0 |  | 1 | CAPACITY |  |  |  | 1
217078 | WALDWICK_40 | 13.2 | 231 | 77 | 0 | 1.31 | 1.09 |  |  | -0.02341 |  |  |  | 0 |  | 1 | CAPACITY |  |  |  | 1
217111 | WALDWICK_10 | 13.2 | 231 | 77 | 0 | 1.31 | 1.09 |  |  | -0.02342 |  |  |  | 0 |  | 1 | CAPACITY |  |  |  | 1
217077 | WALDWICK_30 | 13.2 | 231 | 77 | 0 | 1.31 | 1.09 |  |  | -0.02342 |  |  |  | 0 |  | 1 | CAPACITY |  |  |  | 1
217094 | ATHENIA_AB | 26.4 | 231 | 77 | 0 | 1.26 | 1.05 |  |  | -0.02341 |  |  |  | 0 |  | 1 | CAPACITY |  |  |  | 1
218002 | HOWEAVE_L2 | 13.2 | 231 | 77 | 0 | 1.21 | 1.01 |  |  | -0.02341 |  |  |  | 0 |  | 1 | CAPACITY |  |  |  | 1
217616 | WAR PT 4KV | 4.2 | 231 | 77 | 0 | 1.17 | 0.97 |  |  | -0.02342 |  |  |  | 0 |  | 1 | CAPACITY |  |  |  | 1
217846 | PARAMUS4-KV | 4.2 | 231 | 77 | 0 | 1.15 | 0.96 |  |  | -0.02342 |  |  |  | 0 |  | 1 | CAPACITY |  |  |  | 1
217826 | DUMNT4KV | 4.2 | 231 | 77 | 0 | 1.05 | 0.87 |  |  | -0.02341 |  |  |  | 0 |  | 1 | CAPACITY |  |  |  | 1
218511 | STANTER_10 | 13.2 | 231 | 77 | 0 | 1.01 | 0.84 |  |  | -0.02341 |  |  |  | 0 |  | 1 | CAPACITY |  |  |  | 1
218512 | STANTER_20 | 13.2 | 231 | 77 | 0 | 1.01 | 0.84 |  |  | -0.02341 |  |  |  | 0 |  | 1 | CAPACITY |  |  |  | 1
217085 | JERSEYCITYL2 | 13.2 | 231 | 77 | 0 | 0.97 | 0.81 |  |  | -0.02342 |  |  |  | 0 |  | 1 | CAPACITY |  |  |  | 1
217771 | TONEYBROOK | 4.16 | 231 | 77 | 0 | 0.95 | 0.79 |  |  | -0.02341 |  |  |  | 0 |  | 1 | CAPACITY |  |  |  | 1
216984 | HILLSDALE_L1 | 13.2 | 231 | 77 | 0 | 0.95 | 0.79 |  |  | -0.02342 |  |  |  | 0 |  | 1 | CAPACITY |  |  |  | 1
216985 | HILLSDALE_L2 | 13.2 | 231 | 77 | 0 | 0.95 | 0.79 |  |  | -0.02342 |  |  |  | 0 |  | 1 | CAPACITY |  |  |  | 1
216987 | HILLSDALE_L4 | 13.2 | 231 | 77 | 0 | 0.95 | 0.79 |  |  | -0.02342 |  |  |  | 0 |  | 1 | CAPACITY |  |  |  | 1
216986 | HILLSDALE_L3 | 13.2 | 231 | 77 | 0 | 0.95 | 0.79 |  |  | -0.02342 |  |  |  | 0 |  | 1 | CAPACITY |  |  |  | 1
217408 | GRT NOTC | 4.16 | 231 | 77 | 0 | 0.95 | 0.79 |  |  | -0.02342 |  |  |  | 0 |  | 1 | CAPACITY |  |  |  | 1
217293 | IRONBOUND4 | 4.2 | 231 | 77 | 0 | 0.92 | 0.77 |  |  | -0.02341 |  |  |  | 0 |  | 1 | CAPACITY |  |  |  | 1
217773 | LAKESIDE_4 | 4.16 | 231 | 77 | 0 | 0.89 | 0.74 |  |  | -0.02341 |  |  |  | 0 |  | 1 | CAPACITY |  |  |  | 1
217148 | HILLSDALE_26 | 26.4 | 231 | 77 | 0 | 0.82 | 0.68 |  |  | -0.02342 |  |  |  | 0 |  | 1 | CAPACITY |  |  |  | 1
217069 | JERSEYCITYL1 | 13.2 | 231 | 77 | 0 | 0.8 | 0.67 |  |  | -0.02342 |  |  |  | 0 |  | 1 | CAPACITY |  |  |  | 1
218084 | RIVERRD_13 | 13.2 | 231 | 77 | 0 | 0.77 | 0.64 |  |  | -0.02341 |  |  |  | 0 |  | 1 | CAPACITY |  |  |  | 1
216932 | NYEAVE_L2 | 13.2 | 231 | 77 | 0 | 0.75 | 0.62 |  |  | -0.02341 |  |  |  | 0 |  | 1 | CAPACITY |  |  |  | 1
216931 | NYEAVE_L1 | 13.2 | 231 | 77 | 0 | 0.75 | 0.62 |  |  | -0.02341 |  |  |  | 0 |  | 1 | CAPACITY |  |  |  | 1
217044 | ERUTHF_AB | 26.4 | 231 | 77 | 0 | 0.73 | 0.61 |  |  | -0.02341 |  |  |  | 0 |  | 1 | CAPACITY |  |  |  | 1
217109 | NEWARK_26 | 26.4 | 231 | 77 | 0 | 0.67 | 0.56 |  |  | -0.02341 |  |  |  | 0 |  | 1 | CAPACITY |  |  |  | 1
217287 | GREENVILLE | 4.2 | 231 | 77 | 0 | 0.67 | 0.56 |  |  | -0.02341 |  |  |  | 0 |  | 1 | CAPACITY |  |  |  | 1
216940 | FEDERLSQ_L1 | 4.16 | 231 | 77 | 0 | 0.64 | 0.53 |  |  | -0.02341 |  |  |  | 0 |  | 1 | CAPACITY |  |  |  | 1
216941 | FEDERLSQ_L2 | 4.16 | 231 | 77 | 0 | 0.64 | 0.53 |  |  | -0.02341 |  |  |  | 0 |  | 1 | CAPACITY |  |  |  | 1
216942 | FEDERLSQ_L3 | 4.16 | 231 | 77 | 0 | 0.64 | 0.53 |  |  | -0.02341 |  |  |  | 0 |  | 1 | CAPACITY |  |  |  | 1
217817 | PLAUDER_L1 | 13.2 | 231 | 77 | 0 | 0.62 | 0.52 |  |  | -0.02341 |  |  |  | 0 |  | 1 | CAPACITY |  |  |  | 1
217818 | PLAUDER_L2 | 13.2 | 231 | 77 | 0 | 0.62 | 0.52 |  |  | -0.02341 |  |  |  | 0 |  | 1 | CAPACITY |  |  |  | 1
211088 | AF2-277 BAT | 12.5 | 229 | 76 | -1.5 | 0.1 | 0 |  |  | -0.02341 |  |  |  | 0 |  | 1 | MTX | AF2-277 |  |  | 1
217108 | NEWARK_13 | 13.2 | 231 | 77 | 0 | 0.59 | 0.49 |  |  | -0.02341 |  |  |  | 0 |  | 1 | CAPACITY |  |  |  | 1
218085 | TONNL4KV | 4.2 | 231 | 77 | 0 | 0.59 | 0.49 |  |  | -0.02341 |  |  |  | 0 |  | 1 | CAPACITY |  |  |  | 1
216977 | HOBOKEN_L2 | 13.2 | 231 | 77 | 0 | 0.58 | 0.48 |  |  | -0.02341 |  |  |  | 0 |  | 1 | CAPACITY |  |  |  | 1
216976 | HOBOKEN_L1 | 13.2 | 231 | 77 | 0 | 0.58 | 0.48 |  |  | -0.02341 |  |  |  | 0 |  | 1 | CAPACITY |  |  |  | 1
217174 | HOBOKEN_L4 | 13.2 | 231 | 77 | 0 | 0.58 | 0.48 |  |  | -0.02341 |  |  |  | 0 |  | 1 | CAPACITY |  |  |  | 1
217175 | HOBOKEN_L3 | 13.2 | 231 | 77 | 0 | 0.58 | 0.48 |  |  | -0.02341 |  |  |  | 0 |  | 1 | CAPACITY |  |  |  | 1
217338 | TOTOWA | 4.2 | 231 | 77 | 0 | 0.57 | 0.47 |  |  | -0.02342 |  |  |  | 0 |  | 1 | CAPACITY |  |  |  | 1
217340 | VANWINKLE | 4.16 | 231 | 77 | 0 | 0.53 | 0.44 |  |  | -0.02341 |  |  |  | 0 |  | 1 | CAPACITY |  |  |  | 1
217947 | MADISON_4 | 4.2 | 231 | 77 | 0 | 0.51 | 0.42 |  |  | -0.02341 |  |  |  | 0 |  | 1 | CAPACITY |  |  |  | 1
217396 | PASSAIC_4 | 4.2 | 231 | 77 | 0 | 0.45 | 0.38 |  |  | -0.02341 |  |  |  | 0 |  | 1 | CAPACITY |  |  |  | 1
217740 | ACADEMY_L1 | 13.2 | 231 | 77 | 0 | 0.4 | 0.33 |  |  | -0.02341 |  |  |  | 0 |  | 1 | CAPACITY |  |  |  | 1
217741 | ACADEMY_L2 | 13.2 | 231 | 77 | 0 | 0.4 | 0.33 |  |  | -0.02341 |  |  |  | 0 |  | 1 | CAPACITY |  |  |  | 1
217202 | FBANKSOLAR C | 13.2 | 231 | 75 | 0 | 0.38 | 0.32 |  |  | -0.02341 |  |  |  | 0 |  | 1 | CAPACITY | X2-087 |  |  | 1
217201 | HACKENSOLA C | 26.4 | 231 | 75 | 0 | 0.38 | 0.32 |  |  | -0.02341 |  |  |  | 0 |  | 1 | CAPACITY | X1-072 |  |  | 1
218137 | ENGLWD4K | 4.2 | 231 | 77 | 0 | 0.38 | 0.32 |  |  | -0.02341 |  |  |  | 0 |  | 1 | CAPACITY |  |  |  | 1
217978 | UNION4-KV | 4.2 | 231 | 77 | 0 | 0.33 | 0.28 |  |  | -0.02341 |  |  |  | 0 |  | 1 | CAPACITY |  |  |  | 1
217204 | WCALDSOLAR C | 13.2 | 231 | 75 | 0 | 0.3 | 0.25 |  |  | -0.02342 |  |  |  | 0 |  | 1 | CAPACITY | AB1-021 |  |  | 1
217209 | CENTRL HS C | 13.8 | 231 | 75 | 0 | 0.29 | 0.24 |  |  | -0.02341 |  |  |  | 0 |  | 1 | CAPACITY | V3-067 |  |  | 1
217169 | METRODIV C | 13.2 | 231 | 75 | 0 | 0.23 | 0.19 |  |  | -0.02342 |  |  |  | 0 |  | 1 | CAPACITY | W4-059 |  |  | 1
217268 | NEWPORT_L3 | 13.2 | 231 | 77 | 0 | 0.22 | 0.18 |  |  | -0.02341 |  |  |  | 0 |  | 1 | CAPACITY |  |  |  | 1
217032 | NEWPORT_L1 | 13.2 | 231 | 77 | 0 | 0.22 | 0.18 |  |  | -0.02341 |  |  |  | 0 |  | 1 | CAPACITY |  |  |  | 1
217033 | NEWPORT_L2 | 13.2 | 231 | 77 | 0 | 0.22 | 0.18 |  |  | -0.02341 |  |  |  | 0 |  | 1 | CAPACITY |  |  |  | 1
217269 | NEWPORT_L4 | 13.2 | 231 | 77 | 0 | 0.22 | 0.18 |  |  | -0.02341 |  |  |  | 0 |  | 1 | CAPACITY |  |  |  | 1
217206 | BARNGR HS C | 26.4 | 231 | 75 | 0 | 0.21 | 0.17 |  |  | -0.02341 |  |  |  | 0 |  | 1 | CAPACITY | V3-065 |  |  | 1
217300 | PORTST_L2 | 13.2 | 231 | 77 | 0 | 0.2 | 0.17 |  |  | -0.02341 |  |  |  | 0 |  | 1 | CAPACITY |  |  |  | 1
217299 | PORTST_L1 | 13.2 | 231 | 77 | 0 | 0.2 | 0.17 |  |  | -0.02341 |  |  |  | 0 |  | 1 | CAPACITY |  |  |  | 1
218079 | BRBROOK_L2 | 13.2 | 231 | 77 | 0 | 0.19 | 0.16 |  |  | -0.02341 |  |  |  | 0 |  | 1 | CAPACITY |  |  |  | 1
218078 | BRBROOK_L1 | 13.2 | 231 | 77 | 0 | 0.19 | 0.16 |  |  | -0.02341 |  |  |  | 0 |  | 1 | CAPACITY |  |  |  | 1
217211 | CAMDEN ST C | 13.8 | 231 | 75 | 0 | 0.16 | 0.13 |  |  | -0.02341 |  |  |  | 0 |  | 1 | CAPACITY | V3-068 |  |  | 1
217208 | PARK ELE C | 13.2 | 231 | 75 | 0 | 0.16 | 0.13 |  |  | -0.02342 |  |  |  | 0 |  | 1 | CAPACITY | V3-066 |  |  | 1
217145 | SWTRFRP_AB | 26.4 | 231 | 77 | 0 | 0.11 | 0.09 |  |  | -0.02341 |  |  |  | 0 |  | 1 | CAPACITY |  |  |  | 1
218193 | SFIFTHST_L2 | 13.2 | 231 | 77 | 0 | 0.09 | 0.08 |  |  | -0.02341 |  |  |  | 0 |  | 1 | CAPACITY |  |  |  | 1
218192 | SFIFTHST_L1 | 13.2 | 231 | 77 | 0 | 0.09 | 0.08 |  |  | -0.02341 |  |  |  | 0 |  | 1 | CAPACITY |  |  |  | 1
904002 | V4-001 E | 34.5 | 228 | 75 | 0 | 2 | 0 |  |  | -0.02343 |  |  |  | 0 |  | 1 | NEWENERGY | V4-001 |  |  | 1
907394 | X1-095 E OP1 | 34.5 | 228 | 75 | 0 | 1.86 | 0 |  |  | -0.02342 |  |  |  | 0 |  | 1 | NEWENERGY | X1-095 |  |  | 1
206767 | 28BRNX1-095 | 34.5 | 228 | 75 | 0 | 1.14 | 0.95 |  |  | -0.02342 |  |  |  | 0 |  | 1 | CAPACITY | X1-095 |  |  | 1
206743 | 28GAR_V4-001 | 34.5 | 228 | 75 | 0 | 0.76 | 0.63 |  |  | -0.02343 |  |  |  | 0 |  | 1 | CAPACITY | V4-001 |  |  | 1
200047 | BETH ST4 | 18 | 229 | 58 | 50 | 195 | 162.29 |  |  | -0.02343 |  |  |  | 0.02619 |  | 1 | CAPACITY | BETH1234 |  |  | 1
200049 | BETH CT6 | 13.8 | 229 | 58 | 80 | 127 | 105.69 |  |  | -0.02343 |  |  |  | 0.02619 |  | 1 | CAPACITY | BETH5678 |  |  | 1
200046 | BETH CT3 | 13.8 | 229 | 58 | 80 | 127 | 105.69 |  |  | -0.02343 |  |  |  | 0.02619 |  | 1 | CAPACITY | BETH1234 |  |  | 1
200045 | BETH CT2 | 13.8 | 229 | 58 | 80 | 127 | 105.69 |  |  | -0.02343 |  |  |  | 0.02619 |  | 1 | CAPACITY | BETH1234 |  |  | 1
200050 | BETH CT7 | 13.8 | 229 | 58 | 80 | 127 | 105.69 |  |  | -0.02343 |  |  |  | 0.02619 |  | 1 | CAPACITY | BETH5678 |  |  | 1
200048 | BETH CT5 | 13.8 | 229 | 58 | 80 | 118 | 98.21 |  |  | -0.02343 |  |  |  | 0.02619 |  | 1 | CAPACITY | BETH5678 |  |  | 1
200044 | BETH CT1 | 13.8 | 229 | 58 | 80 | 118 | 98.21 |  |  | -0.02343 |  |  |  | 0.02619 |  | 1 | CAPACITY | BETH1234 |  |  | 1
916001 | 01CROSSCHOOL | 34.5 | 201 | 74 | 0 | 44.5 | 0 |  |  | -0.02345 |  |  |  | 0 |  | 1 | NEWENERGY | N47 |  |  | 1
206330 | 28GILCT9 | 18 | 228 | 57 | 89.8 | 153 | 127.33 |  |  | -0.02344 |  |  |  | 0.06171 |  | 1 | CAPACITY |  |  |  | 1
207403 | 28AA2-082 E | 34.5 | 228 | 76 | -20 | 18 | 0 |  |  | -0.02345 |  |  |  | 0.14263 |  | 1 | MTX | AF1-003 |  |  | 1
206342 | 28GIL 6&7 | 13.8 | 228 | 58 | 86.5 | 105 | 87.39 |  |  | -0.02344 |  |  |  | 0.05169 |  | 1 | CAPACITY |  |  |  | 1
206340 | 28GIL 4&5 | 13.8 | 228 | 58 | 84.9 | 103 | 85.72 |  |  | -0.02344 |  |  |  | 0.05169 |  | 1 | CAPACITY |  |  |  | 1
206341 | 28GIL 8 | 13.8 | 228 | 58 | 69.9 | 94.5 | 78.65 |  |  | -0.02344 |  |  |  | 0.02619 |  | 1 | CAPACITY |  |  |  | 1
903632 | W3-044 E OP1 | 34.5 | 228 | 75 | 0 | 12.4 | 0 |  |  | -0.02344 |  |  |  | 0 |  | 1 | NEWENERGY | W3-044 |  |  | 1
903962 | W3-077 E | 34.5 | 228 | 75 | 0 | 9.3 | 0 |  |  | -0.02345 |  |  |  | 0 |  | 1 | NEWENERGY | W3-077 |  |  | 1
207413 | 28AA2-061 E | 34.5 | 228 | 76 | -8 | 8 | 0 |  |  | -0.02345 |  |  |  | 0.0975 |  | 1 | MTX | AF1-006 |  |  | 1
960632 | AF2-354 E | 34.5 | 228 | 75 | 0 | 6.38 | 0 |  |  | -0.02344 |  |  |  | 0 |  | 1 | NEWENERGY | AF2-354 |  |  | 1
905442 | W4-046 E | 34.5 | 228 | 75 | 0 | 6.2 | 0 |  |  | -0.02345 |  |  |  | 0 |  | 1 | NEWENERGY | W4-046 |  |  | 1
907012 | X1-012 E | 34.5 | 228 | 75 | 0 | 6.2 | 0 |  |  | -0.02345 |  |  |  | 0 |  | 1 | NEWENERGY | X1-012 |  |  | 1
903672 | W3-106 E | 34.5 | 228 | 75 | 0 | 6.18 | 0 |  |  | -0.02345 |  |  |  | 0 |  | 1 | NEWENERGY | W3-106 |  |  | 1
207412 | 28AA2-060 E | 34.5 | 228 | 76 | -6 | 6 | 0 |  |  | -0.02345 |  |  |  | 0.0975 |  | 1 | MTX | AF1-005 |  |  | 1
903682 | W3-110 E | 34.5 | 228 | 75 | 0 | 4.65 | 0 |  |  | -0.02344 |  |  |  | 0 |  | 1 | NEWENERGY | W3-110 |  |  | 1
207471 | AF2-354 C | 34.5 | 228 | 75 | 0 | 4.62 | 0 |  |  | -0.02344 |  |  |  | 0 |  | 1 | NEW | AF2-354 |  |  | 1
916006 | 28RH_W2-091 | 34.5 | 228 | 75 | 0 | 4.4 | 0 |  |  | -0.02345 |  |  |  | 0 |  | 1 | NEWENERGY | W2-091 |  |  | 1
207438 | AD2-070 E | 34.5 | 228 | 75 | 0 | 4.3 | 0 |  |  | -0.02344 |  |  |  | 0 |  | 1 | NEWENERGY | AD2-070 |  |  | 1
916005 | 28_Y2-018 E | 13.8 | 228 | 75 | 0 | 3.45 | 0 |  |  | -0.02345 |  |  |  | 0 |  | 1 | NEWENERGY | Y2-018 |  |  | 1
207402 | 28AA2-082 C | 34.5 | 228 | 76 | 0 | 2 | 0 |  |  | -0.02345 |  |  |  | 0 |  | 1 | MTX | AA2-082 |  |  | 1
905762 | W4-097 E | 34.5 | 228 | 75 | 0 | 1.9 | 0 |  |  | -0.02344 |  |  |  | 0 |  | 1 | NEWENERGY | W4-097 |  |  | 1
237507 | 01CROSSCHOOL | 34.5 | 201 | 74 | 0 | 10.7 | 8.9 |  |  | -0.02345 |  |  |  | 0 |  | 1 | CAPACITY | N47 |  |  | 1
207432 | AC2-175 E | 34.5 | 228 | 75 | 0 | 1.6 | 0 |  |  | -0.02344 |  |  |  | 0 |  | 1 | NEWENERGY | AC2-175 |  |  | 1
207440 | AE1-081 E O1 | 34.5 | 228 | 75 | 0 | 1.34 | 0 |  |  | -0.02344 |  |  |  | 0 |  | 1 | NEWENERGY | AE1-081 |  |  | 1
206749 | 28WA_W3-044 | 34.5 | 228 | 75 | 0 | 7.6 | 6.32 |  |  | -0.02344 |  |  |  | 0 |  | 1 | CAPACITY | W3-044 |  |  | 1
206763 | 28BVR_Y1-020 | 34.5 | 228 | 75 | 0 | 3.72 | 3.1 |  |  | -0.02344 |  |  |  | 0 |  | 1 | CAPACITY | Y1-020 |  |  | 1
206762 | 28FRD_X1-012 | 34.5 | 228 | 75 | 0 | 3.6 | 3 |  |  | -0.02345 |  |  |  | 0 |  | 1 | CAPACITY | X1-012 |  |  | 1
206757 | 28RH_W2-091 | 34.5 | 228 | 75 | 0 | 3.6 | 3 |  |  | -0.02345 |  |  |  | 0 |  | 1 | CAPACITY | W2-091 |  |  | 1
207437 | AD2-070 C | 34.5 | 228 | 75 | 0 | 3.5 | 2.91 |  |  | -0.02344 |  |  |  | 0 |  | 1 | CAPACITY | AD2-070 |  |  | 1
207408 | W3-077 C | 34.5 | 228 | 75 | 0 | 3.2 | 2.66 |  |  | -0.02345 |  |  |  | 0 |  | 1 | CAPACITY | W3-077 |  |  | 1
206746 | 28WNG_W3-110 | 34.5 | 228 | 75 | 0 | 2.85 | 2.37 |  |  | -0.02344 |  |  |  | 0 |  | 1 | CAPACITY | W3-110 |  |  | 1
206748 | 28DL_W4-046 | 34.5 | 228 | 75 | 0 | 2.4 | 2 |  |  | -0.02345 |  |  |  | 0 |  | 1 | CAPACITY | W4-046 |  |  | 1
940442 | AE2-028 E | 34.5 | 228 | 75 | 0 | 0.35 | 0 |  |  | -0.02345 |  |  |  | 0 |  | 1 | NEWENERGY | AE2-028 |  |  | 1
206759 | 28HOL_W4-097 | 34.5 | 228 | 75 | 0 | 1.3 | 1.08 |  |  | -0.02344 |  |  |  | 0 |  | 1 | CAPACITY | W4-097 |  |  | 1
207439 | AE1-081 C O1 | 34.5 | 228 | 75 | 0 | 0.96 | 0.8 |  |  | -0.02344 |  |  |  | 0 |  | 1 | CAPACITY | AE1-081 |  |  | 1
207472 | AE2-028 C | 34.5 | 228 | 75 | 0 | 0.4 | 0.33 |  |  | -0.02345 |  |  |  | 0 |  | 1 | CAPACITY | AE2-028 |  |  | 1
206345 | 28N27_Y2-018 | 13.8 | 228 | 75 | 0 | 0.35 | 0.29 |  |  | -0.02345 |  |  |  | 0 |  | 1 | CAPACITY | Y2-018 |  |  | 1
208980 | BEPO IPP | 18 | 229 | 58 | 50 | 195 | 162.29 |  |  | -0.02346 |  |  |  | 0.02619 |  | 1 | CAPACITY | BETH5678 |  |  | 1
207477 | AE1-060 E | 34.5 | 228 | 76 | -19.8 | 19.8 | 0 |  |  | -0.02346 |  |  |  | 0.0975 |  | 1 | MTX | AF1-287 |  |  | 1
206747 | 28DSM_X3-029 | 34.5 | 228 | 58 | 0 | 11.15 | 0 |  |  | -0.02345 |  |  |  | 0.02619 |  | 1 | ENERGY |  |  |  | 1
905602 | W4-073 E | 34.5 | 228 | 75 | 0 | 10.5 | 0 |  |  | -0.02345 |  |  |  | 0 |  | 1 | NEWENERGY | W4-073 |  |  | 1
944682 | AF1-133 E | 34.5 | 228 | 75 | 0 | 8 | 0 |  |  | -0.02345 |  |  |  | 0 |  | 1 | NEWENERGY | AF1-133 |  |  | 1
206671 | 28HOFFMAN | 34.5 | 228 | 55 | 0 | 5 | 0 |  |  | -0.02345 |  |  |  | 0.06171 |  | 1 | ENERGY |  |  |  | 1
207462 | AF1-133 C | 34.5 | 228 | 75 | 0 | 12 | 9.99 |  |  | -0.02345 |  |  |  | 0 |  | 1 | CAPACITY | AF1-133 |  |  | 1
902062 | W1-127E | 34.5 | 228 | 75 | 0 | 1.9 | 0 |  |  | -0.02345 |  |  |  | 0 |  | 1 | NEWENERGY | W1-127 |  |  | 1
905542 | W4-064 E | 34.5 | 228 | 75 | 0 | 1.9 | 0 |  |  | -0.02345 |  |  |  | 0 |  | 1 | NEWENERGY | W4-064 |  |  | 1
290131 | U2-059E | 34.5 | 228 | 75 | 0 | 1.24 | 0 |  |  | -0.02345 |  |  |  | 0 |  | 1 | NEWENERGY | U2-059 |  |  | 1
206719 | 28W4-073 | 34.5 | 228 | 75 | 0 | 3.04 | 2.53 |  |  | -0.02345 |  |  |  | 0 |  | 1 | CAPACITY | W4-073 |  |  | 1
206751 | 28HRM_W1-127 | 34.5 | 228 | 75 | 0 | 1.14 | 0.95 |  |  | -0.02345 |  |  |  | 0 |  | 1 | CAPACITY | W1-127 |  |  | 1
206758 | 28AU_W4-064 | 34.5 | 228 | 75 | 0 | 1.1 | 0.92 |  |  | -0.02345 |  |  |  | 0 |  | 1 | CAPACITY | W4-064 |  |  | 1
206741 | 28FR_U2-059 | 34.5 | 228 | 75 | 0 | 0.8 | 0.67 |  |  | -0.02345 |  |  |  | 0 |  | 1 | CAPACITY | U2-059 |  |  | 1
235520 | 01WVACO_S38 | 13.8 | 201 | 77 | 0 | 30 | 0 |  |  | -0.02346 |  |  |  | 0 |  | 1 | NEWENERGY |  |  |  | 1
204661 | 27PORT 5CT | 13.8 | 227 | 57 | 72.5 | 140.5 | 116.93 |  |  | -0.02347 |  |  |  | 0.06171 |  | 1 | CAPACITY |  |  |  | 1
204651 | 27PORT CT | 13.8 | 227 | 56 | 4 | 37 | 30.79 |  |  | -0.02346 |  |  |  | 0.11961 |  | 1 | CAPACITY |  |  |  | 1
204628 | 27N BANGR8 | 34.5 | 227 | 55 | 0 | 3.8 | 3.16 |  |  | -0.02346 |  |  |  | 0 |  | 1 | CAPACITY |  |  |  | 1
208910 | MACR G4 | 24 | 229 | 35 | 250 | 850 | 707.41 |  |  | -0.02347 |  |  |  | 0.08416 |  | 1 | CAPACITY |  |  |  | 1
208909 | MACR G3 | 24 | 229 | 35 | 250 | 850 | 707.41 |  |  | -0.02347 |  |  |  | 0.08416 |  | 1 | CAPACITY |  |  |  | 1
208908 | LMBE ST1 | 16.5 | 229 | 58 | 135 | 239.8 | 199.57 |  |  | -0.02347 |  |  |  | 0.02619 |  | 1 | CAPACITY | LOWER MT BETHEL |  |  | 1
208906 | LMBE CT2 | 16.5 | 229 | 58 | 102 | 200 | 166.45 |  |  | -0.02347 |  |  |  | 0.02619 |  | 1 | CAPACITY | LOWER MT BETHEL |  |  | 1
208905 | LMBE CT1 | 16.5 | 229 | 58 | 101 | 200 | 166.45 |  |  | -0.02347 |  |  |  | 0.02619 |  | 1 | CAPACITY | LOWER MT BETHEL |  |  | 1
206339 | 28KITTGEN3 | 14.4 | 228 | 62 | 70 | 140 | 116.51 |  |  | -0.02348 |  |  |  | 0.02812 |  | 1 | CAPACITY |  |  |  | 1
206338 | 28KITTGEN2 | 14.4 | 228 | 62 | 70 | 140 | 116.51 |  |  | -0.02348 |  |  |  | 0.02812 |  | 1 | CAPACITY |  |  |  | 1
206337 | 28KITTGEN1 | 14.4 | 228 | 62 | 70 | 140 | 116.51 |  |  | -0.02348 |  |  |  | 0.02812 |  | 1 | CAPACITY |  |  |  | 1
209945 | AF2-278 E | 12.5 | 229 | 75 | 0 | 3 | 0 |  |  | -0.02348 |  |  |  | 0 |  | 1 | NEWENERGY | AF2-278 |  |  | 1
209944 | AF2-278 BAT | 12.5 | 229 | 76 | -1.5 | 0.1 | 0 |  |  | -0.02348 |  |  |  | 0 |  | 1 | MTX | AF2-278 |  |  | 1
929522 | U2-030 E | 0.66 | 201 | 74 | 0 | 52.2 | 0 |  |  | -0.02348 |  |  |  | 0 |  | 1 | NEWENERGY | U2-030 |  |  | 1
966292 | AG1-498 E | 12.5 | 229 | 75 | 0 | 5.1 | 0 |  |  | -0.02348 |  |  |  | 0 |  | 1 | NEWENERGY | AG1-498 |  |  | 1
237319 | 01FMR_U2-030 | 0.66 | 201 | 74 | 0 | 7.8 | 6.49 |  |  | -0.02348 |  |  |  | 0 |  | 1 | CAPACITY | U2-030 |  |  | 1
210947 | AG1-498 C | 12.5 | 229 | 75 | 0 | 3.7 | 3.08 |  |  | -0.02348 |  |  |  | 0 |  | 1 | CAPACITY | AG1-498 |  |  | 1
204654 | 27SHAW CT | 13.8 | 227 | 56 | 0 | 21 | 17.48 |  |  | -0.02349 |  |  |  | 0.06171 |  | 1 | CAPACITY |  |  |  | 1
209007 | NOEN IPP | 13.8 | 229 | 12 | 80 | 111.4 | 92.71 |  |  | -0.02351 |  |  |  | 0.08416 |  | 1 | CAPACITY |  |  |  | 1
958702 | AF2-161 E | 12.5 | 229 | 75 | 0 | 1.2 | 0 |  |  | -0.02351 |  |  |  | 0 |  | 1 | NEWENERGY | AF2-161 |  |  | 1
210319 | WCAR 1 | 12.5 | 229 | 77 | 0 | 3 | 2.5 |  |  | -0.02351 |  |  |  | 0 |  | 1 | CAPACITY |  |  |  | 1
210088 | AF2-161 C | 12.5 | 229 | 75 | 0 | 1.8 | 1.5 |  |  | -0.02351 |  |  |  | 0 |  | 1 | CAPACITY | AF2-161 |  |  | 1
935072 | AD1-143 E1 | 69 | 229 | 74 | 0 | 34.28 | 0 |  |  | -0.02352 |  |  |  | 0 |  | 1 | NEWENERGY | AD1-143 |  |  | 1
942581 | PASP 2 E | 13.8 | 229 | 75 | 0 | 5.8 | 0 |  |  | -0.02352 |  |  |  | 0 |  | 1 | NEWENERGY | AC1-087 |  |  | 1
926082 | PASP 1 E | 13.8 | 229 | 75 | 0 | 5.8 | 0 |  |  | -0.02352 |  |  |  | 0 |  | 1 | NEWENERGY | U4-014 |  |  | 1
211066 | AD1-143 C1 | 69 | 229 | 74 | 0 | 5.72 | 0 |  |  | -0.02352 |  |  |  | 0 |  | 1 | NEW | AD1-143 |  |  | 1
935082 | AD1-143 E2 | 69 | 229 | 74 | 0 | 4.8 | 0 |  |  | -0.02352 |  |  |  | 0 |  | 1 | NEWENERGY | AD1-143 |  |  | 1
211065 | PASP 1_2 C | 13.8 | 229 | 75 | 0 | 8 | 6.66 |  |  | -0.02352 |  |  |  | 0 |  | 1 | CAPACITY | U4-014 |  |  | 1
211067 | AD1-143 C2 | 69 | 229 | 74 | 0 | 0.2 | 0 |  |  | -0.02352 |  |  |  | 0 |  | 1 | NEW | AD1-143 |  |  | 1
935102 | AD1-143 E4 | 69 | 229 | 74 | 0 | 34.28 | 0 |  |  | -0.02356 |  |  |  | 0 |  | 1 | NEWENERGY | AD1-143 |  |  | 1
211060 | AD1-143 C4 | 69 | 229 | 74 | 0 | 5.72 | 0 |  |  | -0.02356 |  |  |  | 0 |  | 1 | NEW | AD1-143 |  |  | 1
935092 | AD1-143 E3 | 69 | 229 | 74 | 0 | 4.8 | 0 |  |  | -0.02356 |  |  |  | 0 |  | 1 | NEWENERGY | AD1-143 |  |  | 1
211059 | AD1-143 C3 | 69 | 229 | 74 | 0 | 0.2 | 0 |  |  | -0.02356 |  |  |  | 0 |  | 1 | NEW | AD1-143 |  |  | 1
937365 | AD2-180 E | 0.72 | 201 | 74 | 0 | 96.75 | 0 |  |  | -0.02358 |  |  |  | 0 |  | 1 | NEWENERGY | AD2-180 |  |  | 1
208920 | WLPK | 12.5 | 229 | 61 | 0 | 40.8 | 33.96 |  |  | -0.02357 |  |  |  | 0.08289 |  | 1 | CAPACITY |  |  |  | 1
235054 | AD2-180 C | 0.72 | 201 | 74 | 0 | 15.08 | 12.55 |  |  | -0.02358 |  |  |  | 0 |  | 1 | CAPACITY | AD2-180 |  |  | 1
916009 | LOR2_Q27 E | 0.69 | 229 | 74 | 0 | 88.8 | 0 |  |  | -0.0236 |  |  |  | 0 |  | 1 | NEWENERGY | Q27 |  |  | 1
916008 | LOR1 E | 0.69 | 229 | 74 | 0 | 23.8 | 0 |  |  | -0.0236 |  |  |  | 0 |  | 1 | NEWENERGY | N14 |  |  | 1
211375 | BEAC | 69 | 229 | 76 | -20 | 20 | 0 |  |  | -0.02359 |  |  |  | 0.0975 |  | 1 | MTX |  |  |  | 1
209023 | WIENIPP1 | 13.8 | 229 | 57 | 0 | 59.5 | 49.52 |  |  | -0.02359 |  |  |  | 0.06171 |  | 1 | CAPACITY |  |  |  | 1
209025 | WIENIPP3 | 13.8 | 229 | 56 | 0 | 58.8 | 48.94 |  |  | -0.02359 |  |  |  | 0.11961 |  | 1 | CAPACITY |  |  |  | 1
209026 | WIENIPP4 | 13.8 | 229 | 56 | 0 | 29.6 | 24.63 |  |  | -0.02359 |  |  |  | 0.06171 |  | 1 | CAPACITY |  |  |  | 1
209027 | LOR2_Q27 | 0.69 | 229 | 74 | 0 | 10.3 | 8.57 |  |  | -0.0236 |  |  |  | 0 |  | 1 | CAPACITY |  |  |  | 1
212266 | LOR1 | 0.69 | 229 | 74 | 0 | 3.4 | 2.83 |  |  | -0.0236 |  |  |  | 0 |  | 1 | CAPACITY |  |  |  | 1
211591 | HARW | 12.5 | 229 | 77 | 0 | 2 | 1.66 |  |  | -0.02359 |  |  |  | 0 |  | 1 | CAPACITY |  |  |  | 1
200038 | SUSQ 2 | 24 | 229 | 41 | 1031.7 | 1251.7 | 1041.72 |  |  | -0.0236 |  |  |  | 0.01278 |  | 1 | CAPACITY |  |  |  | 1
200084 | FRDM 21 | 23.5 | 229 | 58 | 0 | 490 | 407.8 |  |  | -0.0236 |  |  |  | 0.02619 |  | 1 | CAPACITY |  |  |  | 1
200083 | FRDM 11 | 23.5 | 229 | 58 | 0 | 490 | 407.8 |  |  | -0.0236 |  |  |  | 0.02619 |  | 1 | CAPACITY |  |  |  | 1
932691 | AC2-092 | 500 | 225 | 58 | 0 | 65 | 0 |  |  | -0.0236 |  |  |  | 0.02619 |  | 1 | NEWENERGY |  |  |  | 1
209013 | SCEN IPP | 13.8 | 229 | 11 | 0 | 86 | 71.57 |  |  | -0.0236 |  |  |  | 0.08416 |  | 1 | CAPACITY |  |  |  | 1
208982 | GLBT IPP | 13.8 | 229 | 11 | 0 | 82 | 68.24 |  |  | -0.0236 |  |  |  | 0.08416 |  | 1 | CAPACITY |  |  |  | 1
208918 | SUSQ 1 | 24 | 229 | 41 | 1033 | 1253.3 | 1043.05 |  |  | -0.02362 |  |  |  | 0.01278 |  | 1 | CAPACITY |  |  |  | 1
208981 | FOWH IPP | 13.8 | 229 | 11 | 0 | 42.7 | 35.54 |  |  | -0.02362 |  |  |  | 0.08416 |  | 1 | CAPACITY |  |  |  | 1
209021 | WEST IPP | 13.8 | 229 | 11 | 0 | 32.5 | 27.05 |  |  | -0.02362 |  |  |  | 0.08416 |  | 1 | CAPACITY |  |  |  | 1
211938 | AF2-285 E | 12.5 | 229 | 75 | 0 | 3 | 0 |  |  | -0.02363 |  |  |  | 0 |  | 1 | NEWENERGY | AF2-285 |  |  | 1
212099 | COLA IPP | 13.8 | 229 | 55 | 0 | 8 | 6.66 |  |  | -0.02362 |  |  |  | 0 |  | 1 | CAPACITY |  |  |  | 1
212174 | INGE | 0.48 | 229 | 62 | 0 | 6.1 | 5.08 |  |  | -0.02362 |  |  |  | 0 |  | 1 | CAPACITY |  |  |  | 1
211937 | AF2-285 BAT | 12.5 | 229 | 76 | -1.5 | 0.1 | 0 |  |  | -0.02363 |  |  |  | 0 |  | 1 | MTX | AF2-285 |  |  | 1
208911 | MONT G1 | 24 | 229 | 16 | 403 | 758.5 | 631.26 |  |  | -0.02364 |  |  |  | 0.08416 |  | 1 | CAPACITY |  |  |  | 1
208912 | MONT G2 | 24 | 229 | 16 | 403 | 757.9 | 630.76 |  |  | -0.02364 |  |  |  | 0.08416 |  | 1 | CAPACITY |  |  |  | 1
235092 | P59+W2-57 E | 0.69 | 201 | 74 | 0 | 85.9 | 0 |  |  | -0.02364 |  |  |  | 0 |  | 1 | NEWENERGY | P59 |  |  | 1
237511 | 01LEADS_P59 | 0.69 | 201 | 74 | 0 | 11.7 | 9.74 |  |  | -0.02364 |  |  |  | 0 |  | 1 | CAPACITY | P59 |  |  | 1
212370 | PATRIOT 2 | 23 | 229 | 58 | 0 | 382.5 | 318.33 |  |  | -0.02364 |  |  |  | 0 |  | 1 | CAPACITY | MOXIE PATRIOT |  |  | 1
212369 | PATRIOT 1 | 23 | 229 | 58 | 0 | 382.5 | 318.33 |  |  | -0.02364 |  |  |  | 0.02619 |  | 1 | CAPACITY | MOXIE PATRIOT |  |  | 1
921653 | AA2-008 E | 230 | 229 | 58 | 0 | 57 | 0 |  |  | -0.02364 |  |  |  | 0.02619 |  | 1 | ENERGY | MOXIE PATRIOT |  |  | 1
958461 | AF2-140 | 230 | 229 | 58 | 0 | 30 | 0 |  |  | -0.02364 |  |  |  | 0.02619 |  | 1 | NEWENERGY |  |  |  | 1
940566 | AE2-042 E | 0.6 | 229 | 75 | 0 | 23.2 | 0 |  |  | -0.02365 |  |  |  | 0 |  | 1 | NEWENERGY | AE2-042 |  |  | 1
946263 | BECR L18 E | 0.69 | 229 | 74 | 0 | 20.7 | 0 |  |  | -0.02365 |  |  |  | 0 |  | 1 | NEWENERGY |  |  |  | 1
211913 | AB1-182 E | 69 | 229 | 76 | -20 | 20 | 0 |  |  | -0.02365 |  |  |  | 0.0975 |  | 1 | MTX |  |  |  | 1
234312 | HUN GEN6 | 13.8 | 236 | 58 | 0 | 48.4 | 40.28 |  |  | -0.02364 |  |  |  | 0.02619 |  | 1 | CAPACITY | HUNLOCK |  |  | 1
234311 | HUN GEN5 | 13.8 | 236 | 58 | 0 | 48.2 | 40.11 |  |  | -0.02364 |  |  |  | 0.02619 |  | 1 | CAPACITY | HUNLOCK |  |  | 1
212507 | AE2-042_GEN | 0.6 | 229 | 75 | 0 | 46.8 | 38.95 |  |  | -0.02365 |  |  |  | 0 |  | 1 | CAPACITY | AE2-042 |  |  | 1
234305 | HUN GEN4 | 13.8 | 236 | 58 | 0 | 44.3 | 36.87 |  |  | -0.02364 |  |  |  | 0.02619 |  | 1 | CAPACITY | HUNLOCK |  |  | 1
234304 | HUN GEN3 | 13.2 | 236 | 58 | 0 | 29.2 | 24.3 |  |  | -0.02364 |  |  |  | 0.02619 |  | 1 | CAPACITY | HUNLOCK |  |  | 1
212464 | AF2-289 E | 12.5 | 229 | 75 | 0 | 3 | 0 |  |  | -0.02364 |  |  |  | 0 |  | 1 | NEWENERGY | AF2-289 |  |  | 1
212451 | AF2-427 E | 12.5 | 229 | 75 | 0 | 3 | 0 |  |  | -0.02364 |  |  |  | 0 |  | 1 | NEWENERGY | AF2-427 |  |  | 1
212495 | AF2-284 E | 12.5 | 229 | 75 | 0 | 2 | 0 |  |  | -0.02364 |  |  |  | 0 |  | 1 | NEWENERGY | AF2-284 |  |  | 1
212455 | AF2-290 E | 12.5 | 229 | 75 | 0 | 2 | 0 |  |  | -0.02365 |  |  |  | 0 |  | 1 | NEWENERGY | AF2-290 |  |  | 1
208972 | BECR L18 | 0.69 | 229 | 74 | 0 | 3.3 | 2.75 |  |  | -0.02365 |  |  |  | 0 |  | 1 | CAPACITY |  |  |  | 1
212005 | ALWD | 12.5 | 229 | 77 | 0 | 3.2 | 2.66 |  |  | -0.02364 |  |  |  | 0 |  | 1 | CAPACITY |  |  |  | 1
212435 | SMIL | 12.5 | 229 | 77 | 0 | 2 | 1.66 |  |  | -0.02365 |  |  |  | 0 |  | 1 | CAPACITY |  |  |  | 1
212494 | AF2-284 BAT | 12.5 | 229 | 76 | -1.5 | 0.1 | 0 |  |  | -0.02364 |  |  |  | 0 |  | 1 | MTX | AF2-284 |  |  | 1
212450 | AF2-427 BAT | 12.5 | 229 | 76 | -1.5 | 0.1 | 0 |  |  | -0.02364 |  |  |  | 0 |  | 1 | MTX | AF2-427 |  |  | 1
212461 | AF2-289 BAT | 12.5 | 229 | 76 | -1.5 | 0.1 | 0 |  |  | -0.02364 |  |  |  | 0 |  | 1 | MTX | AF2-289 |  |  | 1
212454 | AF2-290 BAT | 12.5 | 229 | 76 | -1.5 | 0.1 | 0 |  |  | -0.02365 |  |  |  | 0 |  | 1 | MTX | AF2-290 |  |  | 1
209018 | SUNBIPCT | 12.5 | 229 | 55 | 0 | 41.1 | 34.21 |  |  | -0.02365 |  |  |  | 0.06171 |  | 1 | CAPACITY |  |  |  | 1
964742 | AG1-337 E | 12.5 | 229 | 75 | 0 | 1.3 | 0 |  |  | -0.02365 |  |  |  | 0 |  | 1 | NEWENERGY |  |  |  | 1
964732 | AG1-336 E | 12.5 | 229 | 75 | 0 | 1.2 | 0 |  |  | -0.02365 |  |  |  | 0 |  | 1 | NEWENERGY |  |  |  | 1
212050 | AG1-330 C | 12.5 | 229 | 75 | -4.4 | 4.5 | 3.74 |  |  | -0.02365 |  |  |  | 0 |  | 1 | CAPACITY |  |  |  | 1
211636 | AG1-336 C | 12.5 | 229 | 75 | 0 | 3.8 | 3.16 |  |  | -0.02365 |  |  |  | 0 |  | 1 | CAPACITY |  |  |  | 1
209902 | AG1-337 C | 12.5 | 229 | 75 | 0 | 3.7 | 3.08 |  |  | -0.02365 |  |  |  | 0 |  | 1 | CAPACITY |  |  |  | 1
212345 | PENS | 12.5 | 229 | 77 | 0 | 3 | 2.5 |  |  | -0.02365 |  |  |  | 0 |  | 1 | CAPACITY |  |  |  | 1
964672 | AG1-330 E | 12.5 | 229 | 75 | 0 | 0.5 | 0 |  |  | -0.02365 |  |  |  | 0 |  | 1 | NEWENERGY |  |  |  | 1
211374 | AVOC | 12.5 | 229 | 77 | 0 | 17.4 | 14.48 |  |  | -0.02366 |  |  |  | 0 |  | 1 | CAPACITY |  |  |  | 1
208933 | HUST ST10 | 22 | 229 | 58 | 0 | 396 | 329.57 |  |  | -0.02368 |  |  |  | 0 |  | 1 | CAPACITY | HUMMEL |  |  | 1
208931 | HUST CT12 | 18 | 229 | 58 | 0 | 243 | 202.24 |  |  | -0.02368 |  |  |  | 0 |  | 1 | CAPACITY | HUMMEL |  |  | 1
208930 | HUST CT11 | 18 | 229 | 58 | 0 | 223 | 185.59 |  |  | -0.02368 |  |  |  | 0.02619 |  | 1 | CAPACITY | HUMMEL |  |  | 1
208932 | HUST CT13 | 18 | 229 | 58 | 0 | 223 | 185.59 |  |  | -0.02368 |  |  |  | 0 |  | 1 | CAPACITY | HUMMEL |  |  | 1
208052 | LAEN G2 | 23.5 | 229 | 58 | 0 | 468 | 389.49 |  |  | -0.02369 |  |  |  | 0.02619 |  | 1 | CAPACITY |  |  |  | 1
208055 | LAEN G1 | 23.5 | 229 | 58 | 0 | 468 | 389.49 |  |  | -0.02369 |  |  |  | 0.02619 |  | 1 | CAPACITY |  |  |  | 1
208053 | LAEN G3 | 23.5 | 229 | 58 | 0 | 468 | 389.49 |  |  | -0.02369 |  |  |  | 0.02619 |  | 1 | CAPACITY |  |  |  | 1
918602 | AA1-077 E | 230 | 229 | 58 | 0 | 69 | 0 |  |  | -0.02369 |  |  |  | 0 |  | 1 | ENERGY |  |  |  | 1
925955 | AC1-071 E | 0.69 | 229 | 74 | 0 | 62.1 | 0 |  |  | -0.02369 |  |  |  | 0 |  | 1 | NEWENERGY | AC1-071 |  |  | 1
209031 | WAYM IPP E | 34.5 | 229 | 74 | 0 | 55.5 | 0 |  |  | -0.02369 |  |  |  | 0 |  | 1 | NEWENERGY | Waym |  |  | 1
209033 | Z2-107 E | 34.5 | 229 | 76 | -10 | 10 | 0 |  |  | -0.02369 |  |  |  | 0.0975 |  | 1 | MTX |  |  |  | 1
918601 | AA1-077 C | 230 | 229 | 58 | 0 | 44 | 36.62 |  |  | -0.02369 |  |  |  | 0.02619 |  | 1 | CAPACITY |  |  |  | 1
209009 | PEIP 2 | 13.8 | 229 | 56 | 0 | 43.7 | 36.37 |  |  | -0.02369 |  |  |  | 0.06171 |  | 1 | CAPACITY |  |  |  | 1
925954 | AC1-071 C | 0.69 | 229 | 74 | 0 | 5.14 | 0 |  |  | -0.02369 |  |  |  | 0 |  | 1 | NEW | AC1-071 |  |  | 1
209010 | PEIP 1 | 13.8 | 229 | 64 | 0 | 26.5 | 22.06 |  |  | -0.02369 |  |  |  | 0.32282 |  | 1 | CAPACITY |  |  |  | 1
211490 | AF2-282 E | 12.5 | 229 | 75 | 0 | 3 | 0 |  |  | -0.02369 |  |  |  | 0 |  | 1 | NEWENERGY | AF2-282 |  |  | 1
211554 | AF2-283 E | 12.5 | 229 | 75 | 0 | 2 | 0 |  |  | -0.02369 |  |  |  | 0 |  | 1 | NEWENERGY | AF2-283 |  |  | 1
209029 | WAYM IPP | 34.5 | 229 | 74 | 0 | 9 | 7.49 |  |  | -0.02369 |  |  |  | 0 |  | 1 | CAPACITY | Waym |  |  | 1
211553 | AF2-283 BAT | 12.5 | 229 | 76 | -1.5 | 0.1 | 0 |  |  | -0.02369 |  |  |  | 0 |  | 1 | MTX | AF2-283 |  |  | 1
211489 | AF2-282 BAT | 12.5 | 229 | 76 | -1.5 | 0.1 | 0 |  |  | -0.02369 |  |  |  | 0 |  | 1 | MTX | AF2-282 |  |  | 1
932412 | AC2-059 E | 0.63 | 205 | 75 | 0 | 70 | 0 |  |  | -0.02373 |  |  |  | 0 |  | 1 | NEWENERGY | AC2-059 |  |  | 1
936112 | AD2-016 E | 0.63 | 205 | 75 | 0 | 64 | 0 |  |  | -0.02373 |  |  |  | 0 |  | 1 | NEWENERGY | AD2-016 |  |  | 1
270269 | AC2-059 C | 0.63 | 205 | 75 | 0 | 76.2 | 63.42 |  |  | -0.02373 |  |  |  | 0 |  | 1 | CAPACITY | AC2-059 |  |  | 1
270273 | AD2-016 C | 0.63 | 205 | 75 | 0 | 63 | 52.43 |  |  | -0.02373 |  |  |  | 0 |  | 1 | CAPACITY | AD2-016 |  |  | 1
209972 | AF2-288 E | 12.5 | 229 | 75 | 0 | 3 | 0 |  |  | -0.02372 |  |  |  | 0 |  | 1 | NEWENERGY | AF2-288 |  |  | 1
209937 | AF2-287 E | 12.5 | 229 | 75 | 0 | 3 | 0 |  |  | -0.02372 |  |  |  | 0 |  | 1 | NEWENERGY | AF2-287 |  |  | 1
209971 | AF2-288 BAT | 12.5 | 229 | 76 | -1.5 | 0.1 | 0 |  |  | -0.02372 |  |  |  | 0 |  | 1 | MTX | AF2-288 |  |  | 1
209936 | AF2-287 BAT | 12.5 | 229 | 76 | -1.5 | 0.1 | 0 |  |  | -0.02372 |  |  |  | 0 |  | 1 | MTX | AF2-287 |  |  | 1
292401 | K-028 E | 0.69 | 201 | 0 | 0 | 58.6 | 0 |  |  | -0.02375 |  |  |  | 0 |  | 1 | NEWENERGY | K28 |  |  | 1
885642 | T-016 E | 0.69 | 201 | 0 | 0 | 24 | 0 |  |  | -0.02375 |  |  |  | 0 |  | 1 | NEWENERGY | K28 |  |  | 1
235854 | 01KL_K28_T16 | 0.69 | 201 | 0 | 0 | 17.3 | 14.4 |  |  | -0.02375 |  |  |  | 0 |  | 1 | CAPACITY | K28 |  |  | 1
247929 | S-071 E | 138 | 205 | 74 | 0 | 96 | 0 |  |  | -0.02376 |  |  |  | 0 |  | 1 | NEWENERGY | S71 |  |  | 1
247536 | 05BLUFF P WF | 138 | 205 | 74 | 0 | 24 | 19.97 |  |  | -0.02376 |  |  |  | 0 |  | 1 | CAPACITY | S71 |  |  | 1
916000 | 01BACKB E | 34.5 | 201 | 74 | 0 | 57.9 | 0 |  |  | -0.02379 |  |  |  | 0 |  | 1 | NEWENERGY | K19 |  |  | 1
237013 | AA2-103 E | 0.48 | 201 | 76 | -20 | 20 | 0 |  |  | -0.02379 |  |  |  | 0.0975 |  | 1 | MTX |  |  |  | 1
235625 | 01BACKB | 34.5 | 201 | 74 | 0 | 8.1 | 6.74 |  |  | -0.02379 |  |  |  | 0 |  | 1 | CAPACITY | K19 |  |  | 1
235091 | U2-061_E | 34.5 | 201 | 74 | 0 | 43.5 | 0 |  |  | -0.02383 |  |  |  | 0 |  | 1 | NEWENERGY | U2-061 |  |  | 1
237512 | 01ROTHROCK | 34.5 | 201 | 74 | 0 | 6.5 | 5.41 |  |  | -0.02383 |  |  |  | 0 |  | 1 | CAPACITY | U2-061 |  |  | 1
943302 | AF1-001 E | 34.5 | 201 | 75 | 0 | 7.25 | 0 |  |  | -0.02394 |  |  |  | 0 |  | 1 | NEWENERGY | AF1-001 |  |  | 1
237039 | AF1-001 C | 34.5 | 201 | 75 | 0 | 6.5 | 0 |  |  | -0.02394 |  |  |  | 0 |  | 1 | NEW | AF1-001 |  |  | 1
CBM North | LTFEXP_CBM-N->PJM |  |  | LTF |  | 131 |  |  |  | -0.024
200841 | 26DEEPCRK2 | 11.5 | 226 | 60 | 1.6 | 10 | 8.32 |  |  | -0.02404 |  |  |  | 0 |  | 1 | CAPACITY |  |  |  | 1
200840 | 26DEEPCRK1 | 11.5 | 226 | 60 | 2 | 9.9 | 8.24 |  |  | -0.02404 |  |  |  | 0 |  | 1 | CAPACITY |  |  |  | 1
253197 | 09PIQUA3 | 69 | 209 | 77 | 0 | 38.3 | 31.88 |  |  | -0.02408 |  |  |  | 0 |  | 1 | NEW |  |  |  | 1
203907 | 26Y2-042 | 34.5 | 226 | 55 | 0 | 21.4 | 17.81 |  |  | -0.02408 |  |  |  | 0.06171 |  | 1 | CAPACITY |  |  |  | 1
237068 | AA2-119 GEN | 20.5 | 201 | 58 | 0 | 625 | 520.15 |  |  | -0.02427 |  |  |  | 0.02619 |  | 1 | CAPACITY | Harrison |  |  | 1
294573 | P-028 E | 0.69 | 226 | 74 | 0 | 120 | 0 |  |  | -0.02429 |  |  |  | 0 |  | 1 | NEWENERGY | P28 |  |  | 1
200823 | 26MHP_X3-003 | 115 | 226 | 29 | 0 | 62 | 51.6 |  |  | -0.02429 |  |  |  | 0.08416 |  | 1 | CAPACITY |  |  |  | 1
200851 | 26MEHOOP3 | 13.2 | 226 | 29 | 24.8 | 59 | 49.1 |  |  | -0.02429 |  |  |  | 0.08416 |  | 1 | CAPACITY |  |  |  | 1
200917 | 26MTNTP_P28 | 0.69 | 226 | 74 | 0 | 21.9 | 18.23 |  |  | -0.02429 |  |  |  | 0 |  | 1 | CAPACITY | P28 |  |  | 1
203347 | 26NME_Y1-047 | 34.5 | 226 | 65 | 0 | 21.4 | 17.81 |  |  | -0.02429 |  |  |  | 0.12185 |  | 1 | CAPACITY |  |  |  | 1
200813 | 26YOUGH | 4 | 226 | 60 | 1 | 6 | 4.99 |  |  | -0.02435 |  |  |  | 0 |  | 1 | CAPACITY |  |  |  | 1
235027 | AA2-173 OP | 500 | 201 | 58 | 0 | 664.7 | 553.19 |  |  | -0.02437 |  |  |  | 0.02619 |  | 1 | CAPACITY |  |  |  | 1
235757 | 01RONCO3 | 18 | 201 | 58 | 141 | 317.1 | 263.9 |  |  | -0.02438 |  |  |  | 0 |  | 1 | CAPACITY | RONCO |  |  | 1
235756 | 01RONCO2 | 18 | 201 | 58 | 82.5 | 174.4 | 145.14 |  |  | -0.02438 |  |  |  | 0 |  | 1 | CAPACITY | RONCO |  |  | 1
235755 | 01RONCO1 | 18 | 201 | 58 | 82.5 | 174.4 | 145.14 |  |  | -0.02438 |  |  |  | 0.02619 |  | 1 | CAPACITY | RONCO |  |  | 1
270156 | DARBY CT1 | 13.8 | 205 | 57 | 38 | 82 | 68.24 |  |  | -0.02439 |  |  |  | 0.06171 |  | 1 | CAPACITY |  |  |  | 1
270160 | DARBY CT5 | 13.8 | 205 | 57 | 38 | 82 | 68.24 |  |  | -0.02439 |  |  |  | 0.06171 |  | 1 | CAPACITY |  |  |  | 1
270157 | DARBY CT2 | 13.8 | 205 | 57 | 38 | 82 | 68.24 |  |  | -0.02439 |  |  |  | 0.06171 |  | 1 | CAPACITY |  |  |  | 1
270158 | DARBY CT3 | 13.8 | 205 | 57 | 38 | 81 | 67.41 |  |  | -0.02439 |  |  |  | 0.06171 |  | 1 | CAPACITY |  |  |  | 1
270159 | DARBY CT4 | 13.8 | 205 | 57 | 38 | 80 | 66.58 |  |  | -0.02439 |  |  |  | 0.06171 |  | 1 | CAPACITY |  |  |  | 1
270161 | DARBY CT6 | 13.8 | 205 | 57 | 38 | 79 | 65.75 |  |  | -0.02439 |  |  |  | 0.06171 |  | 1 | CAPACITY |  |  |  | 1
203926 | AA2-133 GEN | 13.8 | 226 | 56 | 0 | 21.4 | 17.81 |  |  | -0.02441 |  |  |  | 0.06171 |  | 1 | CAPACITY |  |  |  | 1
200105 | AA1-076 ST | 23.5 | 225 | 58 | 0 | 440 | 366.19 |  |  | -0.02445 |  |  |  | 0.02619 |  | 1 | CAPACITY | AA1-076 |  |  | 1
200104 | AA1-076 CT2 | 25 | 225 | 58 | 0 | 352.5 | 293.37 |  |  | -0.02445 |  |  |  | 0.02619 |  | 1 | CAPACITY | AA1-076 |  |  | 1
200103 | AA1-076 CT1 | 25 | 225 | 58 | 0 | 330 | 274.64 |  |  | -0.02445 |  |  |  | 0.02619 |  | 1 | CAPACITY | AA1-076 |  |  | 1
235583 | 01FMRTN1 | 22 | 201 | 15 | 320 | 552 | 459.4 |  |  | -0.02445 |  |  |  | 0.08416 |  | 1 | CAPACITY |  |  |  | 1
235584 | 01FMRTN2 | 22 | 201 | 15 | 220 | 545.5 | 453.99 |  |  | -0.02445 |  |  |  | 0.08416 |  | 1 | CAPACITY |  |  |  | 1
203922 | AA1-082 G1 | 23 | 226 | 58 | 92 | 382.5 | 318.33 |  |  | -0.02445 |  |  |  | 0.02619 |  | 1 | CAPACITY | X1-109 |  |  | 1
203923 | AA1-082 G2 | 23 | 226 | 58 | 92 | 382.5 | 318.33 |  |  | -0.02445 |  |  |  | 0.02619 |  | 1 | CAPACITY | X1-109 |  |  | 1
913142 | Y1-033 E OP1 | 0.69 | 226 | 74 | 0 | 34.02 | 0 |  |  | -0.02445 |  |  |  | 0 |  | 1 | NEWENERGY | Y1-033 |  |  | 1
235555 | 01GRANT | 13.8 | 201 | 11 | 32 | 80 | 66.58 |  |  | -0.02446 |  |  |  | 0.08416 |  | 1 | CAPACITY |  |  |  | 1
943712 | AF1-039 E O1 | 115 | 226 | 75 | 0 | 6 | 0 |  |  | -0.02445 |  |  |  | 0 |  | 1 | NEWENERGY | AF1-039 |  |  | 1
203955 | AF1-039 C O1 | 115 | 226 | 75 | 0 | 9 | 7.49 |  |  | -0.02445 |  |  |  | 0 |  | 1 | CAPACITY | AF1-039 |  |  | 1
202652 | 26RGH_Y1-033 | 0.69 | 226 | 74 | 0 | 5 | 4.16 |  |  | -0.02445 |  |  |  | 0 |  | 1 | CAPACITY | Y1-033 |  |  | 1
235853 | 01AC1-140 | 26 | 201 | 16 | 280 | 710 | 590.89 |  |  | -0.02448 |  |  |  | 0.08416 |  | 1 | CAPACITY |  |  |  | 1
247621 | Y3-024 | 69 | 205 | 62 | 0 | 2.2 | 1.83 |  |  | -0.02449 |  |  |  | 0 |  | 1 | CAPACITY |  |  |  | 1
200812 | 26ALY HYDR | 46 | 226 | 60 | 6 | 21 | 17.48 |  |  | -0.0245 |  |  |  | 0.08289 |  | 1 | CAPACITY |  |  |  | 1
203283 | 26MANOR_T86 | 34.5 | 226 | 64 | 0.8 | 1.3 | 1.08 |  |  | -0.02453 |  |  |  | 0 |  | 1 | CAPACITY |  |  |  | 1
916002 | 01ELLIOTTS E | 34.5 | 201 | 74 | 0 | 44.9 | 0 |  |  | -0.02454 |  |  |  | 0 |  | 1 | NEWENERGY | N32 |  |  | 1
237505 | 01ELLIOTTS | 34.5 | 201 | 74 | 0 | 5.5 | 4.58 |  |  | -0.02454 |  |  |  | 0 |  | 1 | CAPACITY | N32 |  |  | 1
200030 | CONE G1 | 22 | 226 | 17 | 400 | 850.6 | 707.91 |  |  | -0.02456 |  |  |  | 0.08416 |  | 1 | CAPACITY | Cone1 |  |  | 1
200031 | CONE G2 | 22 | 226 | 17 | 400 | 850 | 707.41 |  |  | -0.02456 |  |  |  | 0.08416 |  | 1 | CAPACITY | Cone2 |  |  | 1
235587 | 01HARRN3 | 20 | 201 | 16 | 450 | 653.4 | 543.79 |  |  | -0.0246 |  |  |  | 0.08416 |  | 1 | CAPACITY |  |  |  | 1
235586 | 01HARRN2 | 20 | 201 | 16 | 450 | 653.4 | 543.79 |  |  | -0.0246 |  |  |  | 0.08416 |  | 1 | CAPACITY |  |  |  | 1
235585 | 01HARRN1 | 20 | 201 | 16 | 450 | 653.4 | 543.79 |  |  | -0.0246 |  |  |  | 0.08416 |  | 1 | CAPACITY |  |  |  | 1
200852 | 26WARR RDG | 46 | 226 | 60 | 0 | 2.5 | 0 |  |  | -0.02461 |  |  |  | 0 |  | 1 | ENERGY |  |  |  | 1
961072 | AF2-398 E | 138 | 201 | 75 | 0 | 1.1 | 0 |  |  | -0.02463 |  |  |  | 0 |  | 1 | NEWENERGY | AF2-398 |  |  | 1
237000 | AF2-398 C | 138 | 201 | 75 | 0 | 1.9 | 1.58 |  |  | -0.02463 |  |  |  | 0 |  | 1 | CAPACITY | AF2-398 |  |  | 1
235571 | 01LAKEL2 | 11 | 201 | 60 | 16 | 26 | 21.64 |  |  | -0.02466 |  |  |  | 0.08289 |  | 1 | CAPACITY |  |  |  | 1
235570 | 01LAKEL1 | 11 | 201 | 60 | 16 | 26 | 21.64 |  |  | -0.02466 |  |  |  | 0.08289 |  | 1 | CAPACITY |  |  |  | 1
200894 | 26K02 | 34.5 | 226 | 74 | 0 | 56 | 0 |  |  | -0.02466 |  |  |  | 0 |  | 1 | NEWENERGY | K02 |  |  | 1
292350 | K-023 | 0.6 | 226 | 74 | 0 | 42 | 0 |  |  | -0.02468 |  |  |  | 0 |  | 1 | NEWENERGY | K23 |  |  | 1
292542 | L-013 1 | 0.57 | 226 | 74 | 0 | 32 | 0 |  |  | -0.02468 |  |  |  | 0 |  | 1 | NEWENERGY | L13 |  |  | 1
293902 | O-048 E | 24.9 | 226 | 74 | 0 | 28.8 | 0 |  |  | -0.02468 |  |  |  | 0 |  | 1 | NEWENERGY | Lookout Wind |  |  | 1
203915 | 26BF_Z2-108 | 0.45 | 226 | 76 | -18 | 18 | 0 |  |  | -0.02468 |  |  |  | 0.0975 |  | 1 | MTX |  |  |  | 1
235615 | 01GANS 8 | 13.8 | 201 | 53 | 8 | 48 | 39.95 |  |  | -0.02468 |  |  |  | 0.06171 |  | 1 | CAPACITY |  |  |  | 1
235616 | 01GANS 9 | 13.8 | 201 | 53 | 8 | 48 | 39.95 |  |  | -0.02468 |  |  |  | 0.06171 |  | 1 | CAPACITY |  |  |  | 1
200835 | 26ARN_Z1-066 | 25 | 226 | 76 | -8 | 8 | 0 |  |  | -0.02468 |  |  |  | 0.05 |  | 1 | NEWENERGY |  |  |  | 1
293432 | R-040 E | 24.9 | 226 | 74 | 0 | 1.8 | 0 |  |  | -0.02468 |  |  |  | 0 |  | 1 | NEWENERGY | Lookout Wind |  |  | 1
200892 | 26LOOKOUT | 24.9 | 226 | 74 | 0 | 6.3 | 5.24 |  |  | -0.02468 |  |  |  | 0 |  | 1 | CAPACITY | Lookout Wind |  |  | 1
200891 | 26CSLMN_L13 | 0.57 | 226 | 74 | 0 | 5.9 | 4.91 |  |  | -0.02468 |  |  |  | 0 |  | 1 | CAPACITY | L13 |  |  | 1
200890 | 26BF_G21_K23 | 0.6 | 226 | 74 | 0 | 4.8 | 3.99 |  |  | -0.02468 |  |  |  | 0 |  | 1 | CAPACITY | K23 |  |  | 1
237041 | AE2-055 C | 46 | 201 | 75 | 0 | 12 | 0 |  |  | -0.02469 |  |  |  | 0 |  | 1 | NEW | AE2-055 |  |  | 1
940682 | AE2-055 E | 46 | 201 | 75 | 0 | 8 | 0 |  |  | -0.02469 |  |  |  | 0 |  | 1 | NEWENERGY | AE2-055 |  |  | 1
293301 | N-039 E | 0.69 | 226 | 74 | 0 | 64 | 0 |  |  | -0.02469 |  |  |  | 0 |  | 1 | NEWENERGY | N39 |  |  | 1
294515 | O38_P22 | 0.69 | 226 | 74 | 0 | 56 | 0 |  |  | -0.02469 |  |  |  | 0 |  | 1 | NEWENERGY | O38 |  |  | 1
203351 | 26GROZ1-110 | 34.5 | 226 | 56 | 0 | 21.4 | 17.81 |  |  | -0.0247 |  |  |  | 0.06171 |  | 1 | CAPACITY |  |  |  | 1
203352 | 26CANZ2-011 | 34.5 | 226 | 65 | 0 | 21 | 17.48 |  |  | -0.0247 |  |  |  | 0.12185 |  | 1 | CAPACITY |  |  |  | 1
200886 | 26ARWF_N39 | 0.69 | 226 | 74 | 0 | 11.1 | 9.24 |  |  | -0.02469 |  |  |  | 0 |  | 1 | CAPACITY | N39 |  |  | 1
203034 | 26NA_O38_P22 | 0.69 | 226 | 74 | 0 | 9.1 | 7.57 |  |  | -0.02469 |  |  |  | 0 |  | 1 | CAPACITY | O38 |  |  | 1
235003 | AC1-025 E | 46 | 201 | 76 | -1.5 | 1.5 | 0 |  |  | -0.0247 |  |  |  | 0 |  | 1 | MTX | AC1-025 |  |  | 1
203944 | AF2-271 E | 46 | 226 | 75 | 0 | 3 | 0 |  |  | -0.02472 |  |  |  | 0 |  | 1 | NEWENERGY | AF2-271 |  |  | 1
939171 | AE1-147_E | 0.6 | 201 | 75 | 0 | 7.98 | 0 |  |  | -0.02474 |  |  |  | 0 |  | 1 | NEWENERGY | AE1-147 |  |  | 1
236828 | 01GRAYMONT | 46 | 201 | 75 | 0 | 4 | 0 |  |  | -0.02473 |  |  |  | 0 |  | 1 | NEWENERGY |  |  |  | 1
237083 | AE1-147_GEN | 0.6 | 201 | 75 | 0 | 12 | 9.99 |  |  | -0.02474 |  |  |  | 0 |  | 1 | CAPACITY | AE1-147 |  |  | 1
238103 | AF2-293 E | 46 | 201 | 75 | 0 | 1.17 | 0 |  |  | -0.02474 |  |  |  | 0 |  | 1 | NEWENERGY |  |  |  | 1
235084 | T174 ST | 20 | 201 | 58 | 215 | 326 | 271.31 |  |  | -0.02474 |  |  |  | 0 |  | 1 | CAPACITY | T-174 |  |  | 1
235082 | T174 CT1 | 20 | 201 | 58 | 185 | 307 | 255.5 |  |  | -0.02474 |  |  |  | 0.02619 |  | 1 | CAPACITY | T-174 |  |  | 1
235083 | T174 CT2 | 20 | 201 | 58 | 185 | 307 | 255.5 |  |  | -0.02474 |  |  |  | 0 |  | 1 | CAPACITY | T-174 |  |  | 1
942126 | AE2-224 E | 0.6 | 226 | 75 | 0 | 40 | 0 |  |  | -0.02479 |  |  |  | 0 |  | 1 | NEWENERGY | AE2-224 |  |  | 1
203961 | AE2-224 C | 0.6 | 226 | 75 | 0 | 60 | 49.94 |  |  | -0.02479 |  |  |  | 0 |  | 1 | CAPACITY | AE2-224 |  |  | 1
957932 | AF2-087 E | 46 | 226 | 75 | 0 | 4.2 | 0 |  |  | -0.02479 |  |  |  | 0 |  | 1 | NEWENERGY | AF2-087 |  |  | 1
203941 | AF2-087 C | 46 | 226 | 75 | 0 | 3.05 | 0 |  |  | -0.02479 |  |  |  | 0 |  | 1 | NEW | AF2-087 |  |  | 1
238102 | AF2-292 E | 138 | 201 | 75 | 0 | 1.17 | 0 |  |  | -0.02479 |  |  |  | 0 |  | 1 | NEWENERGY |  |  |  | 1
237048 | AF1-022 C | 25 | 201 | 75 | 0 | 8.4 | 0 |  |  | -0.0248 |  |  |  | 0 |  | 1 | NEW | AF1-022 |  |  | 1
943512 | AF1-022 E | 25 | 201 | 75 | 0 | 5.6 | 0 |  |  | -0.0248 |  |  |  | 0 |  | 1 | NEWENERGY | AF1-022 |  |  | 1
203966 | AA1-111 | 230 | 226 | 58 | 0 | 504 | 0 |  |  | -0.02484 |  |  |  | 0.02619 |  | 1 | NEW |  |  |  | 1
203970 | AD2-055 | 230 | 226 | 58 | 0 | 35 | 0 |  |  | -0.02484 |  |  |  | 0.02619 |  | 1 | NEW |  |  |  | 1
959742 | AF2-265 E | 34.5 | 226 | 75 | 0 | 6.4 | 0 |  |  | -0.02484 |  |  |  | 0 |  | 1 | NEWENERGY | AF2-265 |  |  | 1
203951 | AF2-265 C | 34.5 | 226 | 75 | 0 | 8.6 | 7.16 |  |  | -0.02484 |  |  |  | 0 |  | 1 | CAPACITY | AF2-265 |  |  | 1
916004 | 26SW_E13_K22 | 23 | 226 | 74 | 0 | 8.1 | 0 |  |  | -0.02486 |  |  |  | 0 |  | 1 | NEWENERGY | K22 |  |  | 1
202225 | 26SCI_S29B | 23 | 226 | 64 | 0 | 1.8 | 1.5 |  |  | -0.02486 |  |  |  | 0 |  | 1 | CAPACITY |  |  |  | 1
200834 | 26SW_E13_K22 | 23 | 226 | 74 | 0 | 0.5 | 0.42 |  |  | -0.02486 |  |  |  | 0 |  | 1 | CAPACITY | K22 |  |  | 1
238104 | AF2-426 E | 138 | 201 | 75 | 0 | 1.17 | 0 |  |  | -0.02489 |  |  |  | 0 |  | 1 | NEWENERGY |  |  |  | 1
962932 | AG1-142 E | 138 | 201 | 75 | 0 | 1.1 | 0 |  |  | -0.02489 |  |  |  | 0 |  | 1 | NEWENERGY | AG1-142 |  |  | 1
235056 | AG1-142 C | 138 | 201 | 75 | 0 | 1.4 | 1.16 |  |  | -0.02489 |  |  |  | 0 |  | 1 | CAPACITY | AG1-142 |  |  | 1
294903 | P-060 E | 34.5 | 226 | 74 | 0 | 44 | 0 |  |  | -0.0249 |  |  |  | 0 |  | 1 | NEWENERGY | P60 |  |  | 1
200889 | 26STNY CRK | 34.5 | 226 | 74 | 0 | 8.5 | 7.07 |  |  | -0.0249 |  |  |  | 0 |  | 1 | CAPACITY | P60 |  |  | 1
200032 | KEYS G1 | 20 | 226 | 17 | 434 | 852.3 | 709.32 |  |  | -0.02491 |  |  |  | 0.08416 |  | 1 | CAPACITY | Keys1 |  |  | 1
200033 | KEYS G2 | 20 | 226 | 17 | 434 | 851.6 | 708.74 |  |  | -0.02491 |  |  |  | 0.08416 |  | 1 | CAPACITY | Keys2 |  |  | 1
237094 | AD2-114 G1 | 24 | 201 | 58 | 0 | 400 | 332.9 |  |  | -0.0249 |  |  |  | 0.02619 |  | 1 | CAPACITY |  |  |  | 1
235620 | 01SBEND2 | 18 | 201 | 58 | 90 | 192.5 | 160.21 |  |  | -0.0249 |  |  |  | 0.02619 |  | 1 | CAPACITY |  |  |  | 1
235622 | 01SBEND4 | 18 | 201 | 58 | 90 | 192.5 | 160.21 |  |  | -0.0249 |  |  |  | 0.02619 |  | 1 | CAPACITY |  |  |  | 1
235619 | 01SBEND1 | 18 | 201 | 58 | 90 | 192.5 | 160.21 |  |  | -0.0249 |  |  |  | 0.02619 |  | 1 | CAPACITY |  |  |  | 1
235621 | 01SBEND3 | 18 | 201 | 58 | 90 | 192.5 | 160.21 |  |  | -0.0249 |  |  |  | 0.02619 |  | 1 | CAPACITY |  |  |  | 1
203999 | P-047 E | 34.5 | 226 | 74 | 0 | 80.5 | 0 |  |  | -0.02492 |  |  |  | 0 |  | 1 | NEWENERGY | P47 |  |  | 1
200887 | 26ARMNA MT | 34.5 | 226 | 74 | 0 | 15.2 | 12.65 |  |  | -0.02492 |  |  |  | 0 |  | 1 | CAPACITY | P47 |  |  | 1
933596 | AC2-176 E | 0.69 | 205 | 74 | 0 | 113.1 | 0 |  |  | -0.02494 |  |  |  | 0 |  | 1 | NEWENERGY | AC2-176 |  |  | 1
200883 | Q-053 E | 34.5 | 226 | 74 | 0 | 31.6 | 0 |  |  | -0.02494 |  |  |  | 0 |  | 1 | NEWENERGY | Q53 |  |  | 1
203953 | AE2-249 C | 23 | 226 | 75 | 0 | 8.1 | 0 |  |  | -0.02495 |  |  |  | 0 |  | 1 | NEW | AE2-249 |  |  | 1
942362 | AE2-249 E | 23 | 226 | 75 | 0 | 5.4 | 0 |  |  | -0.02495 |  |  |  | 0 |  | 1 | NEWENERGY | AE2-249 |  |  | 1
203942 | AF2-270 E | 23 | 226 | 75 | 0 | 3.72 | 0 |  |  | -0.02495 |  |  |  | 0 |  | 1 | NEWENERGY | AF2-270 |  |  | 1
203261 | 26BLOSSBCT | 34.5 | 226 | 55 | 1 | 21.5 | 17.89 |  |  | -0.02494 |  |  |  | 0.06171 |  | 1 | CAPACITY |  |  |  | 1
270201 | AC2-176 GEN | 0.69 | 205 | 74 | 0 | 16.9 | 14.06 |  |  | -0.02494 |  |  |  | 0 |  | 1 | CAPACITY | AC2-176 |  |  | 1
200915 | 26CHSTN_FL | 34.5 | 226 | 74 | 0 | 6.4 | 5.33 |  |  | -0.02494 |  |  |  | 0 |  | 1 | CAPACITY | Q53 |  |  | 1
203940 | AF1-140 C | 23 | 226 | 75 | 0 | 9.78 | 0 |  |  | -0.02496 |  |  |  | 0 |  | 1 | NEW | AF1-140 |  |  | 1
944752 | AF1-140 E | 23 | 226 | 75 | 0 | 6.52 | 0 |  |  | -0.02496 |  |  |  | 0 |  | 1 | NEWENERGY | AF1-140 |  |  | 1
203350 | 26MILZ1-092 | 34.5 | 226 | 56 | 0 | 21 | 17.48 |  |  | -0.02495 |  |  |  | 0.06171 |  | 1 | CAPACITY |  |  |  | 1
253234 | 09VERSAL | 69 | 209 | 77 | 0 | 7.2 | 5.99 |  |  | -0.02495 |  |  |  | 0 |  | 1 | CAPACITY |  |  |  | 1
290086 | Q-036 E | 0.69 | 226 | 74 | 0 | 132 | 0 |  |  | -0.02497 |  |  |  | 0 |  | 1 | NEWENERGY | Q36 |  |  | 1
200905 | 26Q36 | 0.69 | 226 | 74 | 0 | 26.3 | 21.89 |  |  | -0.02497 |  |  |  | 0 |  | 1 | CAPACITY | Q36 |  |  | 1
200864 | K-013 E | 34.5 | 226 | 74 | 0 | 26.2 | 0 |  |  | -0.02498 |  |  |  | 0 |  | 1 | NEWENERGY | K13 |  |  | 1
238100 | AF2-274 E | 138 | 201 | 75 | 0 | 3 | 0 |  |  | -0.02498 |  |  |  | 0 |  | 1 | NEWENERGY |  |  |  | 1
964522 | AG1-315 E | 138 | 201 | 75 | 0 | 1.16 | 0 |  |  | -0.02498 |  |  |  | 0 |  | 1 | NEWENERGY | AG1-315 |  |  | 1
200846 | 26FORWARD | 34.5 | 226 | 74 | 0 | 3.2 | 2.66 |  |  | -0.02498 |  |  |  | 0 |  | 1 | CAPACITY | K13 |  |  | 1
237027 | AG1-315 C | 138 | 201 | 75 | 0 | 0.84 | 0.7 |  |  | -0.02498 |  |  |  | 0 |  | 1 | CAPACITY | AG1-315 |  |  | 1
296332 | R-032 E | 34.5 | 226 | 74 | 0 | 62.3 | 0 |  |  | -0.02499 |  |  |  | 0 |  | 1 | NEWENERGY | R32 |  |  | 1
293603 | O-018 E | 34.5 | 226 | 74 | 0 | 54.4 | 0 |  |  | -0.02499 |  |  |  | 0 |  | 1 | NEWENERGY | O18 |  |  | 1
200925 | 26R32 | 34.5 | 226 | 74 | 0 | 12.7 | 10.57 |  |  | -0.02499 |  |  |  | 0 |  | 1 | CAPACITY | R32 |  |  | 1
200888 | 26HIGHLAND | 34.5 | 226 | 74 | 0 | 8.1 | 6.74 |  |  | -0.02499 |  |  |  | 0 |  | 1 | CAPACITY | O18 |  |  | 1
237046 | AF1-021 C | 25 | 201 | 75 | 0 | 8.4 | 0 |  |  | -0.02501 |  |  |  | 0 |  | 1 | NEW | AF1-021 |  |  | 1
200503 | 26C.SLOPE | 115 | 226 | 11 | 17 | 50 | 41.61 |  |  | -0.025 |  |  |  | 0.08416 |  | 1 | CAPACITY |  |  |  | 1
943502 | AF1-021 E | 25 | 201 | 75 | 0 | 5.6 | 0 |  |  | -0.02501 |  |  |  | 0 |  | 1 | NEWENERGY | AF1-021 |  |  | 1
203946 | AE2-131 C | 34.5 | 226 | 75 | 0 | 12 | 0 |  |  | -0.02502 |  |  |  | 0 |  | 1 | NEW | AE2-131 |  |  | 1
941332 | AE2-129 E | 34.5 | 226 | 75 | 0 | 8 | 0 |  |  | -0.02502 |  |  |  | 0 |  | 1 | NEWENERGY | AE2-129 |  |  | 1
941352 | AE2-131 E | 34.5 | 226 | 75 | 0 | 8 | 0 |  |  | -0.02502 |  |  |  | 0 |  | 1 | NEWENERGY | AE2-131 |  |  | 1
203952 | AE2-129 C | 34.5 | 226 | 75 | 0 | 12 | 9.99 |  |  | -0.02502 |  |  |  | 0 |  | 1 | CAPACITY | AE2-129 |  |  | 1
200833 | 26SEWRDB34 | 22 | 226 | 15 | 239 | 525.7 | 437.51 |  |  | -0.02502 |  |  |  | 0.08416 |  | 1 | CAPACITY |  |  |  | 1
200665 | 26SHAWVL 3 | 22 | 226 | 30 | 120 | 175 | 145.64 |  |  | -0.02504 |  |  |  | 0.08416 |  | 1 | CAPACITY |  |  |  | 1
200666 | 26SHAWVL 4 | 22 | 226 | 30 | 120 | 175 | 145.64 |  |  | -0.02504 |  |  |  | 0.08416 |  | 1 | CAPACITY |  |  |  | 1
200722 | 26SHAWVL 2 | 18 | 226 | 30 | 62 | 125 | 104.03 |  |  | -0.02504 |  |  |  | 0.08416 |  | 1 | CAPACITY |  |  |  | 1
200715 | 26SHAWVL 1 | 18 | 226 | 30 | 62 | 123 | 102.37 |  |  | -0.02506 |  |  |  | 0.08416 |  | 1 | CAPACITY |  |  |  | 1
200794 | 26CONEMAGH | 115 | 226 | 65 | 0 | 11 | 9.15 |  |  | -0.02506 |  |  |  | 0 |  | 1 | CAPACITY |  |  |  | 1
200906 | 26KEYSTN#3 | 20 | 226 | 65 | 0 | 11 | 9.15 |  |  | -0.02506 |  |  |  | 0 |  | 1 | CAPACITY |  |  |  | 1
200913 | 26SHAW-D | 4.16 | 226 | 65 | 0 | 6 | 4.99 |  |  | -0.02508 |  |  |  | 0 |  | 1 | CAPACITY |  |  |  | 1
293393 | V3-030E | 0.69 | 226 | 74 | 0 | 28.2 | 0 |  |  | -0.02511 |  |  |  | 0 |  | 1 | NEWENERGY | V3-030 |  |  | 1
200945 | 26CT_V3-030 | 0.69 | 226 | 74 | 0 | 5.3 | 4.41 |  |  | -0.02511 |  |  |  | 0 |  | 1 | CAPACITY | V3-030 |  |  | 1
916003 | 01WDPWR_K20 | 25 | 201 | 74 | 0 | 13.3 | 0 |  |  | -0.02512 |  |  |  | 0 |  | 1 | NEWENERGY | K20 |  |  | 1
236523 | 01WDPWR_K20 | 25 | 201 | 74 | 0 | 1.2 | 1 |  |  | -0.02512 |  |  |  | 0 |  | 1 | CAPACITY | K20 |  |  | 1
200837 | 26HOMER C1 | 20 | 226 | 16 | 350 | 620 | 515.99 |  |  | -0.02518 |  |  |  | 0.08416 |  | 1 | CAPACITY |  |  |  | 1
200809 | 26SITHE | 138 | 226 | 60 | 0 | 36 | 29.96 |  |  | -0.02518 |  |  |  | 0.08289 |  | 1 | CAPACITY |  |  |  | 1
202158 | 26CON.GEN1 | 4 | 226 | 60 | 0 | 2 | 1.66 |  |  | -0.02519 |  |  |  | 0 |  | 1 | CAPACITY |  |  |  | 1
202160 | 26CON.GEN2 | 4 | 226 | 60 | 0 | 2 | 1.66 |  |  | -0.0252 |  |  |  | 0 |  | 1 | CAPACITY |  |  |  | 1
247220 | 05FLATG5 | 18 | 205 | 57 | 0 | 167.3 | 139.23 |  |  | -0.0252 |  |  |  | 0.06171 |  | 1 | CAPACITY |  |  |  | 1
247217 | 05FLATG2 | 18 | 205 | 57 | 0 | 167.1 | 139.07 |  |  | -0.0252 |  |  |  | 0.06171 |  | 1 | CAPACITY |  |  |  | 1
247219 | 05FLATG4 | 18 | 205 | 57 | 0 | 167 | 138.99 |  |  | -0.0252 |  |  |  | 0.06171 |  | 1 | CAPACITY |  |  |  | 1
247216 | 05FLATG1 | 18 | 205 | 57 | 0 | 167 | 138.99 |  |  | -0.0252 |  |  |  | 0.06171 |  | 1 | CAPACITY |  |  |  | 1
247218 | 05FLATG3 | 18 | 205 | 57 | 0 | 167 | 138.99 |  |  | -0.0252 |  |  |  | 0.06171 |  | 1 | CAPACITY |  |  |  | 1
237043 | AE2-125 C | 25 | 201 | 75 | 0 | 8.28 | 0 |  |  | -0.02522 |  |  |  | 0 |  | 1 | NEW | AE2-125 |  |  | 1
941312 | AE2-125 E | 25 | 201 | 75 | 0 | 5.52 | 0 |  |  | -0.02522 |  |  |  | 0 |  | 1 | NEWENERGY | AE2-125 |  |  | 1
200636 | 26IUP CO-G | 23 | 226 | 65 | -0.5 | 13 | 10.82 |  |  | -0.02522 |  |  |  | 0.12185 |  | 1 | CAPACITY |  |  |  | 1
237054 | AA2-161_CT | 25 | 201 | 58 | 0 | 324 | 0 |  |  | -0.02523 |  |  |  | 0.02619 |  | 1 | NEW | AA2-161 |  |  | 1
237056 | AA2-161_ST | 18 | 201 | 58 | 0 | 189 | 0 |  |  | -0.02523 |  |  |  | 0 |  | 1 | NEW | AA2-161 |  |  | 1
235055 | AG1-141 C | 138 | 201 | 75 | 0 | 2.8 | 0 |  |  | -0.02523 |  |  |  | 0 |  | 1 | NEW | AG1-141 |  |  | 1
962922 | AG1-141 E | 138 | 201 | 75 | 0 | 2.2 | 0 |  |  | -0.02523 |  |  |  | 0 |  | 1 | NEWENERGY | AG1-141 |  |  | 1
941322 | AE2-126 E | 34.5 | 226 | 75 | 0 | 8 | 0 |  |  | -0.02525 |  |  |  | 0 |  | 1 | NEWENERGY | AE2-126 |  |  | 1
203954 | AE2-126 C | 34.5 | 226 | 75 | 0 | 12 | 9.99 |  |  | -0.02525 |  |  |  | 0 |  | 1 | CAPACITY | AE2-126 |  |  | 1
200805 | 26COLVER13 | 13.2 | 226 | 12 | 77 | 110 | 91.55 |  |  | -0.02528 |  |  |  | 0.08416 |  | 1 | CAPACITY |  |  |  | 1
236841 | WISLAND_1 | 6.9 | 201 | 61 | 2.4 | 21.6 | 17.98 |  |  | -0.02532 |  |  |  | 0.08289 |  | 1 | CAPACITY | WISLAND |  |  | 1
236842 | WISLAND_2 | 6.9 | 201 | 61 | 2.4 | 21.6 | 17.98 |  |  | -0.02532 |  |  |  | 0 |  | 1 | CAPACITY | WISLAND |  |  | 1
916202 | Z1-069 E | 115 | 226 | 74 | 0 | 72.9 | 0 |  |  | -0.02533 |  |  |  | 0 |  | 1 | NEWENERGY | Z1-069 |  |  | 1
203349 | 26Z1-069 C | 115 | 226 | 74 | 0 | 17.1 | 14.23 |  |  | -0.02533 |  |  |  | 0 |  | 1 | CAPACITY | Z1-069 |  |  | 1
235623 | 01OGROV1 | 18 | 201 | 57 | 100 | 170.9 | 142.23 |  |  | -0.02533 |  |  |  | 0.06171 |  | 1 | CAPACITY |  |  |  | 1
235624 | 01OGROV2 | 18 | 201 | 57 | 100 | 170.8 | 142.15 |  |  | -0.02533 |  |  |  | 0.06171 |  | 1 | CAPACITY |  |  |  | 1
237050 | AF1-155 C | 46 | 201 | 75 | 0 | 12 | 0 |  |  | -0.02537 |  |  |  | 0 |  | 1 | NEW | AF1-155 |  |  | 1
944902 | AF1-155 E | 46 | 201 | 75 | 0 | 8 | 0 |  |  | -0.02537 |  |  |  | 0 |  | 1 | NEWENERGY | AF1-155 |  |  | 1
200839 | 26HOMER C3 | 24 | 226 | 16 | 350 | 650 | 540.96 |  |  | -0.02538 |  |  |  | 0.08416 |  | 1 | CAPACITY |  |  |  | 1
200838 | 26HOMER C2 | 20 | 226 | 16 | 350 | 614 | 511 |  |  | -0.02538 |  |  |  | 0.08416 |  | 1 | CAPACITY |  |  |  | 1
200649 | 26PENNTECH | 13.8 | 226 | 2 | 12 | 42.3 | 35.2 |  |  | -0.02542 |  |  |  | 0.08416 |  | 1 | CAPACITY |  |  |  | 1
235614 | 01SPRGD5 | 16.5 | 201 | 58 | 140 | 199.5 | 166.03 |  |  | -0.02549 |  |  |  | 0.02619 |  | 1 | CAPACITY | AE SPRINGDALE |  |  | 1
235612 | 01SPRGD3 | 16.5 | 201 | 58 | 118.7 | 191.9 | 159.71 |  |  | -0.02549 |  |  |  | 0.02619 |  | 1 | CAPACITY | AE SPRINGDALE |  |  | 1
235613 | 01SPRGD4 | 16.5 | 201 | 58 | 118.7 | 188.6 | 156.96 |  |  | -0.02549 |  |  |  | 0.02619 |  | 1 | CAPACITY | AE SPRINGDALE |  |  | 1
235610 | 01SPRGD1 | 13.8 | 201 | 53 | 6.9 | 48 | 39.95 |  |  | -0.02549 |  |  |  | 0.06171 |  | 1 | CAPACITY |  |  |  | 1
235611 | 01SPRGD2 | 13.8 | 201 | 53 | 6.9 | 48 | 39.95 |  |  | -0.02549 |  |  |  | 0.06171 |  | 1 | CAPACITY |  |  |  | 1
238105 | AF2-314 C | 25 | 201 | 75 | 0 | 6 | 0 |  |  | -0.02552 |  |  |  | 0 |  | 1 | NEW | AF2-314 |  |  | 1
960232 | AF2-314 E | 25 | 201 | 75 | 0 | 4 | 0 |  |  | -0.02552 |  |  |  | 0 |  | 1 | NEWENERGY | AF2-314 |  |  | 1
235776 | 01AL DAM5 | 4.16 | 201 | 60 | 0 | 6.9 | 5.74 |  |  | -0.02559 |  |  |  | 0 |  | 1 | CAPACITY | ALLEG LD_5 |  |  | 1
235134 | 01AL&D6 | 138 | 201 | 60 | 0 | 7.6 | 6.32 |  |  | -0.02563 |  |  |  | 0 |  | 1 | CAPACITY |  |  |  | 1
247240 | 05WTRG1S | 22 | 205 | 58 | 150 | 364.8 | 303.6 |  |  | -0.02571 |  |  |  | 0.02619 |  | 1 | CAPACITY | WATERFORD |  |  | 1
247238 | 05WTRG1B | 18 | 205 | 58 | 105 | 168 | 139.82 |  |  | -0.02571 |  |  |  | 0.02619 |  | 1 | CAPACITY | WATERFORD |  |  | 1
247239 | 05WTRG1C | 18 | 205 | 58 | 105 | 168 | 139.82 |  |  | -0.02571 |  |  |  | 0.02619 |  | 1 | CAPACITY | WATERFORD |  |  | 1
247237 | 05WTRG1A | 18 | 205 | 58 | 105 | 168 | 139.82 |  |  | -0.02571 |  |  |  | 0.02619 |  | 1 | CAPACITY | WATERFORD |  |  | 1
235030 | 01MHNG-T155 | 25 | 201 | 60 | 0 | 6.8 | 5.66 |  |  | -0.02574 |  |  |  | 0 |  | 1 | CAPACITY |  |  |  | 1
945452 | AF1-210 E | 25 | 201 | 75 | 0 | 6.36 | 0 |  |  | -0.02579 |  |  |  | 0 |  | 1 | NEWENERGY | AF1-210 |  |  | 1
237052 | AF1-210 C | 25 | 201 | 75 | 0 | 9.54 | 7.94 |  |  | -0.02579 |  |  |  | 0 |  | 1 | CAPACITY | AF1-210 |  |  | 1
200608 | 26PINEY #1 | 11.5 | 226 | 60 | 4.8 | 30.2 | 25.13 |  |  | -0.02595 |  |  |  | 0.22863 |  | 1 | CAPACITY |  |  |  | 1
203932 | AE1-123 | 34.5 | 226 | 55 | 0 | 18 | 14.98 |  |  | -0.02595 |  |  |  | 0.06171 |  | 1 | CAPACITY |  |  |  | 1
200642 | 26SENECA#1 | 13.8 | 226 | 62 | 75 | 234 | 194.74 |  |  | -0.02599 |  |  |  | 0.02812 |  | 1 | CAPACITY |  |  |  | 1
200643 | 26SENECA#2 | 13.8 | 226 | 62 | 75 | 219 | 182.26 |  |  | -0.02599 |  |  |  | 0.02812 |  | 1 | CAPACITY |  |  |  | 1
200644 | 26SENECA#3 | 13.8 | 226 | 61 | 24.7 | 30 | 24.97 |  |  | -0.02599 |  |  |  | 0.08289 |  | 1 | CAPACITY |  |  |  | 1
247204 | 05WSHG1S | 18 | 205 | 58 | 0 | 297 | 247.18 |  |  | -0.02609 |  |  |  | 0 |  | 1 | CAPACITY | WASHINGTON |  |  | 1
247203 | 05WSHG1B | 18 | 205 | 58 | 0 | 186.5 | 155.21 |  |  | -0.02609 |  |  |  | 0 |  | 1 | CAPACITY | WASHINGTON |  |  | 1
247202 | 05WSHG1A | 18 | 205 | 58 | 0 | 186.5 | 155.21 |  |  | -0.02609 |  |  |  | 0.02619 |  | 1 | CAPACITY | WASHINGTON |  |  | 1
236578 | 01GRABLE_P34 | 25 | 201 | 64 | 0 | 4 | 3.33 |  |  | -0.02614 |  |  |  | 0 |  | 1 | CAPACITY |  |  |  | 1
253265 | 09SID D | 4.2 | 209 | 65 | 0 | 12 | 9.99 |  |  | -0.02619 |  |  |  | 0.12185 |  | 1 | CAPACITY |  |  |  | 1
246431 | 05BUCHANAN | 34.5 | 205 | 60 | 0 | 2 | 1.66 |  |  | -0.02626 |  |  |  | 0 |  | 1 | CAPACITY |  |  |  | 1
201201 | 26WRREN CT | 13.8 | 226 | 57 | 4 | 62 | 51.6 |  |  | -0.02632 |  |  |  | 0.06171 |  | 1 | CAPACITY |  |  |  | 1
200662 | 26SCRUB GR | 13.8 | 226 | 11 | 40.4 | 84.6 | 70.41 |  |  | -0.02647 |  |  |  | 0.08416 |  | 1 | CAPACITY |  |  |  | 1
235344 | 01HANNIB | 138 | 201 | 60 | 0.5 | 19 | 15.81 |  |  | -0.02655 |  |  |  | 0.08289 |  | 1 | CAPACITY |  |  |  | 1
200832 | 26HNSMLK 5 | 13.8 | 226 | 57 | 22 | 53.5 | 44.53 |  |  | -0.02656 |  |  |  | 0.06171 |  | 1 | CAPACITY |  |  |  | 1
200828 | 26HNSMLK 1 | 13.8 | 226 | 57 | 22 | 53.5 | 44.53 |  |  | -0.02656 |  |  |  | 0.06171 |  | 1 | CAPACITY |  |  |  | 1
200830 | 26HNSMLK 3 | 13.8 | 226 | 57 | 20 | 53.5 | 44.53 |  |  | -0.02656 |  |  |  | 0.06171 |  | 1 | CAPACITY |  |  |  | 1
200831 | 26HNSMLK 4 | 13.8 | 226 | 57 | 17 | 53.5 | 44.53 |  |  | -0.02656 |  |  |  | 0.06171 |  | 1 | CAPACITY |  |  |  | 1
200829 | 26HNSMLK 2 | 13.8 | 226 | 57 | 22 | 53.5 | 44.53 |  |  | -0.02656 |  |  |  | 0.06171 |  | 1 | CAPACITY |  |  |  | 1
939292 | AE1-160 E | 34.5 | 226 | 75 | 0 | 7.3 | 0 |  |  | -0.02659 |  |  |  | 0 |  | 1 | NEWENERGY | AE1-160 |  |  | 1
203939 | AE1-160 C | 34.5 | 226 | 75 | 0 | 12.7 | 10.57 |  |  | -0.02659 |  |  |  | 0 |  | 1 | CAPACITY | AE1-160 |  |  | 1
235058 | AG1-386 C | 25 | 201 | 75 | 0 | 15.42 | 0 |  |  | -0.02675 |  |  |  | 0 |  | 1 | NEW |  |  |  | 1
965212 | AG1-386 E | 25 | 201 | 75 | 0 | 4.58 | 0 |  |  | -0.02675 |  |  |  | 0 |  | 1 | NEWENERGY |  |  |  | 1
254026 | 15USSILL | 138 | 215 | 77 | 0 | 66 | 54.93 |  |  | -0.02686 |  |  |  | 0 |  | 1 | CAPACITY |  |  |  | 1
254024 | 15CLAIRT | 138 | 215 | 77 | 0 | 35 | 29.13 |  |  | -0.02687 |  |  |  | 0 |  | 1 | CAPACITY |  |  |  | 1
254037 | 15UNIVRS | 138 | 215 | 77 | 0 | 1.1 | 0.92 |  |  | -0.02695 |  |  |  | 0 |  | 1 | CAPACITY |  |  |  | 1
254308 | AF2-368 | 138 | 215 | 60 | 0 | 9.5 | 7.91 |  |  | -0.02705 |  |  |  | 0 |  | 1 | CAPACITY |  |  |  | 1
270122 | AB2-093 CT | 24 | 205 | 58 | 0 | 485 | 403.64 |  |  | -0.02707 |  |  |  | 0.02619 |  | 1 | CAPACITY |  |  |  | 1
243190 | 05CDG1 | 24 | 205 | 15 | 320 | 585 | 486.86 |  |  | -0.02708 |  |  |  | 0.08416 |  | 1 | CAPACITY |  |  |  | 1
243189 | 05MLG2 | 26 | 205 | 16 | 300 | 790.2 | 657.64 |  |  | -0.02711 |  |  |  | 0.08416 |  | 1 | CAPACITY |  |  |  | 1
253972 | 15BI4 | 13.8 | 215 | 58 | 40 | 101.6 | 84.56 |  |  | -0.02711 |  |  |  | 0.02619 |  | 1 | CAPACITY | BRUNOT ISLAND |  |  | 1
253970 | 15BI2 | 13.8 | 215 | 58 | 60 | 95.6 | 79.56 |  |  | -0.02711 |  |  |  | 0.05169 |  | 1 | CAPACITY | BRUNOT ISLAND |  |  | 1
239022 | 02NWCAG3 | 14.4 | 202 | 57 | 20 | 92.3 | 76.82 |  |  | -0.02711 |  |  |  | 0.06171 |  | 1 | CAPACITY |  |  |  | 1
241966 | AE1-183 C | 0.6 | 202 | 75 | 0 | 12 | 0 |  |  | -0.02712 |  |  |  | 0 |  | 1 | NEW | AE1-183 |  |  | 1
939545 | AE1-183 E | 0.6 | 202 | 75 | 0 | 8 | 0 |  |  | -0.02712 |  |  |  | 0 |  | 1 | NEWENERGY | AE1-183 |  |  | 1
253971 | 15BI3 | 13.8 | 215 | 58 | 30 | 47.5 | 39.53 |  |  | -0.02711 |  |  |  | 0.02619 |  | 1 | CAPACITY | BRUNOT ISLAND |  |  | 1
958691 | AF2-160 | 138 | 215 | 58 | 0 | 3.5 | 0 |  |  | -0.02711 |  |  |  | 0 |  | 1 | NEWENERGY |  |  |  | 1
253969 | 15BI1 | 13.8 | 215 | 55 | 2 | 18.1 | 15.06 |  |  | -0.02711 |  |  |  | 0.06171 |  | 1 | CAPACITY |  |  |  | 1
963992 | AG1-253 E | 34.5 | 226 | 75 | 0 | 1.3 | 0 |  |  | -0.02712 |  |  |  | 0 |  | 1 | NEWENERGY | AG1-253 |  |  | 1
962912 | AG1-140 E | 34.5 | 226 | 75 | 0 | 0.82 | 0 |  |  | -0.02712 |  |  |  | 0 |  | 1 | NEWENERGY | AG1-140 |  |  | 1
203963 | AG1-253 C | 34.5 | 226 | 75 | 0 | 2.7 | 2.25 |  |  | -0.02712 |  |  |  | 0 |  | 1 | CAPACITY | AG1-253 |  |  | 1
203948 | AG1-140 C | 34.5 | 226 | 75 | 0 | 1.8 | 1.5 |  |  | -0.02712 |  |  |  | 0 |  | 1 | CAPACITY | AG1-140 |  |  | 1
243185 | 05CDG3 | 26 | 205 | 16 | 350 | 620.4 | 516.32 |  |  | -0.02716 |  |  |  | 0.08416 |  | 1 | CAPACITY |  |  |  | 1
243191 | 05CDG2 | 24 | 205 | 15 | 320 | 585 | 486.86 |  |  | -0.02716 |  |  |  | 0.08416 |  | 1 | CAPACITY |  |  |  | 1
239024 | 02NWCAG5 | 16.5 | 202 | 57 | 23 | 145 | 120.68 |  |  | -0.02717 |  |  |  | 0.06171 |  | 1 | CAPACITY |  |  |  | 1
253128 | 09CELINA | 69 | 209 | 77 | 0 | 4 | 3.33 |  |  | -0.02716 |  |  |  | 0 |  | 1 | CAPACITY |  |  |  | 1
238995 | 02NCUNTD | 23 | 202 | 65 | 0 | 2.5 | 2.08 |  |  | -0.02718 |  |  |  | 0 |  | 1 | CAPACITY |  |  |  | 1
239023 | 02NWCAG4 | 14.4 | 202 | 57 | 20 | 93 | 77.4 |  |  | -0.02718 |  |  |  | 0.06171 |  | 1 | CAPACITY |  |  |  | 1
254309 | AF2-367 | 138 | 215 | 60 | 0 | 12 | 9.99 |  |  | -0.02719 |  |  |  | 0.08289 |  | 1 | CAPACITY |  |  |  | 1
926016 | AC1-078 E | 0.6 | 202 | 75 | 0 | 110 | 0 |  |  | -0.02719 |  |  |  | 0 |  | 1 | NEWENERGY | AC1-078 |  |  | 1
241955 | AC1-078 C | 0.6 | 202 | 75 | 0 | 66 | 54.93 |  |  | -0.02719 |  |  |  | 0 |  | 1 | CAPACITY | AC1-078 |  |  | 1
946772 | AF1-217 E | 34.5 | 226 | 75 | 0 | 8 | 0 |  |  | -0.02722 |  |  |  | 0 |  | 1 | NEWENERGY | AF1-217 |  |  | 1
946222 | AF1-287 E | 34.5 | 226 | 75 | 0 | 8 | 0 |  |  | -0.02722 |  |  |  | 0 |  | 1 | NEWENERGY | AF1-287 |  |  | 1
203950 | AF1-217 C | 34.5 | 226 | 75 | 0 | 12 | 9.99 |  |  | -0.02722 |  |  |  | 0 |  | 1 | CAPACITY | AF1-217 |  |  | 1
203962 | AF1-287 C | 34.5 | 226 | 75 | 0 | 12 | 9.99 |  |  | -0.02722 |  |  |  | 0 |  | 1 | CAPACITY | AF1-287 |  |  | 1
200849 | 26LAKVU GN | 4.16 | 226 | 64 | 3 | 5 | 4.16 |  |  | -0.02726 |  |  |  | 0 |  | 1 | CAPACITY |  |  |  | 1
944852 | AF1-150 E | 23 | 215 | 58 | 0 | 10.12 | 0 |  |  | -0.02728 |  |  |  | 0.02619 |  | 1 | ENERGY |  |  |  | 1
933532 | AC2-168E | 23 | 215 | 75 | 0 | 7.3 | 0 |  |  | -0.02728 |  |  |  | 0 |  | 1 | NEWENERGY | AC2-168 |  |  | 1
254303 | AC2-168C | 23 | 215 | 75 | 0 | 4.4 | 3.66 |  |  | -0.02728 |  |  |  | 0 |  | 1 | CAPACITY | AC2-168 |  |  | 1
254307 | AF1-150 C | 23 | 215 | 58 | 0 | 4.28 | 3.56 |  |  | -0.02728 |  |  |  | 0 |  | 1 | CAPACITY |  |  |  | 1
943352 | AF1-006 E | 34.5 | 226 | 75 | 0 | 7.2 | 0 |  |  | -0.02734 |  |  |  | 0 |  | 1 | NEWENERGY | AF1-006 |  |  | 1
240195 | 02CARBONLM | 69 | 202 | 64 | 0.6 | 19.3 | 16.06 |  |  | -0.02734 |  |  |  | 0.12185 |  | 1 | CAPACITY |  |  |  | 1
203947 | AF1-006 C | 34.5 | 226 | 75 | 0 | 12.8 | 10.65 |  |  | -0.02734 |  |  |  | 0 |  | 1 | CAPACITY | AF1-006 |  |  | 1
253924 | 15SHELL | 138 | 215 | 58 | 0 | 98 | 0 |  |  | -0.02738 |  |  |  | 0.02619 |  | 1 | NEWENERGY | Y3-103 |  |  | 1
241967 | AE2-285 C O1 | 69 | 202 | 75 | 0 | 30 | 0 |  |  | -0.02737 |  |  |  | 0 |  | 1 | NEW | AE2-285 |  |  | 1
942692 | AE2-285 E O1 | 69 | 202 | 75 | 0 | 20 | 0 |  |  | -0.02737 |  |  |  | 0 |  | 1 | NEWENERGY | AE2-285 |  |  | 1
943143 | AE2-343 S E | 69 | 202 | 75 | 0 | 5.6 | 0 |  |  | -0.02737 |  |  |  | 0 |  | 1 | NEWENERGY |  |  |  | 1
254302 | Y3-103-STG2 | 13.8 | 215 | 58 | 0 | 25.8 | 21.47 |  |  | -0.02738 |  |  |  | 0 |  | 1 | CAPACITY | Y3-103 |  |  | 1
254301 | Y3-103-STG1 | 13.8 | 215 | 58 | 0 | 25.8 | 21.47 |  |  | -0.02738 |  |  |  | 0 |  | 1 | CAPACITY | Y3-103 |  |  | 1
254251 | Y3-103-CTG2 | 13.8 | 215 | 58 | 0 | 15.2 | 12.65 |  |  | -0.02738 |  |  |  | 0 |  | 1 | CAPACITY | Y3-103 |  |  | 1
254250 | Y3-103-CTG1 | 13.8 | 215 | 58 | 0 | 15.1 | 12.57 |  |  | -0.02738 |  |  |  | 0.02619 |  | 1 | CAPACITY | Y3-103 |  |  | 1
254300 | Y3-103-CTG3 | 13.8 | 215 | 58 | 0 | 15.1 | 12.57 |  |  | -0.02738 |  |  |  | 0 |  | 1 | CAPACITY | Y3-103 |  |  | 1
241982 | AE2-343 S C | 69 | 202 | 75 | 0 | 10.7 | 8.9 |  |  | -0.02737 |  |  |  | 0 |  | 1 | CAPACITY |  |  |  | 1
241983 | AE2-343 B C | 69 | 202 | 75 | 0 | 1.6 | 1.33 |  |  | -0.02737 |  |  |  | 0 |  | 1 | CAPACITY |  |  |  | 1
943144 | AE2-343 B E | 69 | 202 | 75 | 0 | 0.1 | 0 |  |  | -0.02737 |  |  |  | 0 |  | 1 | NEWENERGY |  |  |  | 1
937248 | AD2-163_E1 | 0.6 | 202 | 75 | 0 | 29.65 | 0 |  |  | -0.02739 |  |  |  | 0 |  | 1 | NEWENERGY | AD2-163 |  |  | 1
937249 | AD2-163_E2 | 0.6 | 202 | 75 | 0 | 29.65 | 0 |  |  | -0.02739 |  |  |  | 0 |  | 1 | NEWENERGY | AD2-163 |  |  | 1
241973 | AD2-163_C1 | 0.6 | 202 | 75 | 0 | 60.35 | 50.23 |  |  | -0.02739 |  |  |  | 0 |  | 1 | CAPACITY | AD2-163 |  |  | 1
241974 | AD2-163_C2 | 0.6 | 202 | 75 | 0 | 60.35 | 50.23 |  |  | -0.02739 |  |  |  | 0 |  | 1 | CAPACITY | AD2-163 |  |  | 1
941202 | AE2-114 E | 138 | 215 | 75 | 0 | 6.84 | 0 |  |  | -0.02742 |  |  |  | 0 |  | 1 | NEWENERGY | AE2-114 |  |  | 1
941212 | AE2-115 E | 138 | 215 | 75 | 0 | 6.84 | 0 |  |  | -0.02742 |  |  |  | 0 |  | 1 | NEWENERGY | AE2-115 |  |  | 1
254304 | AE2-114 C | 138 | 215 | 75 | 0 | 10.26 | 8.54 |  |  | -0.02742 |  |  |  | 0 |  | 1 | CAPACITY | AE2-114 |  |  | 1
254305 | AE2-115 C | 138 | 215 | 75 | 0 | 10.26 | 8.54 |  |  | -0.02742 |  |  |  | 0 |  | 1 | CAPACITY | AE2-115 |  |  | 1
241943 | AA1-123_CT1 | 25 | 202 | 58 | 0 | 312.3 | 259.91 |  |  | -0.02744 |  |  |  | 0 |  | 1 | CAPACITY | AA1-123 |  |  | 1
241944 | AA1-123_CT2 | 25 | 202 | 58 | 0 | 312.3 | 259.91 |  |  | -0.02744 |  |  |  | 0 |  | 1 | CAPACITY | AA1-123 |  |  | 1
241940 | AA1-123_ST1 | 18 | 202 | 58 | 0 | 240.2 | 199.9 |  |  | -0.02744 |  |  |  | 0.02619 |  | 1 | CAPACITY | AA1-123 |  |  | 1
241941 | AA1-123_ST2 | 18 | 202 | 58 | 0 | 240.2 | 199.9 |  |  | -0.02744 |  |  |  | 0.02619 |  | 1 | CAPACITY | AA1-123 |  |  | 1
240213 | 02MHNGLFH093 | 69 | 202 | 64 | 1 | 4 | 3.33 |  |  | -0.02744 |  |  |  | 0 |  | 1 | CAPACITY |  |  |  | 1
243188 | 05MLG1 | 26 | 205 | 16 | 300 | 770.1 | 640.91 |  |  | -0.02748 |  |  |  | 0.08416 |  | 1 | CAPACITY |  |  |  | 1
241939 | AA1-044 ST | 22 | 202 | 58 | 0 | 407.15 | 338.85 |  |  | -0.02749 |  |  |  | 0.02619 |  | 1 | CAPACITY | AA1-044 |  |  | 1
241938 | AA1-044 CT2 | 20 | 202 | 58 | 0 | 299.9 | 249.59 |  |  | -0.02749 |  |  |  | 0.02619 |  | 1 | CAPACITY | AA1-044 |  |  | 1
241937 | AA1-044 CT1 | 20 | 202 | 58 | 0 | 292.95 | 243.81 |  |  | -0.02749 |  |  |  | 0.02619 |  | 1 | CAPACITY | AA1-044 |  |  | 1
253900 | 15BVRVL1 | 22 | 215 | 44 | 740.6 | 898.5 | 747.77 |  |  | -0.02752 |  |  |  | 0.01278 |  | 1 | CAPACITY |  |  |  | 1
253901 | 15BVRVL2 | 22 | 215 | 44 | 735.2 | 892 | 742.36 |  |  | -0.02752 |  |  |  | 0.01278 |  | 1 | CAPACITY |  |  |  | 1
253178 | 09MINSTR | 69 | 209 | 77 | 0 | 10 | 8.32 |  |  | -0.02756 |  |  |  | 0 |  | 1 | NEW |  |  |  | 1
270253 | AC1-103 GEN2 | 24 | 205 | 58 | 0 | 557.9 | 0 |  |  | -0.02767 |  |  |  | 0.02619 |  | 1 | NEW |  |  |  | 1
270252 | AC1-103 GEN1 | 24 | 205 | 58 | 0 | 557.9 | 0 |  |  | -0.02767 |  |  |  | 0.02619 |  | 1 | NEW |  |  |  | 1
239214 | 02NILE-A | 13.8 | 202 | 65 | 3 | 26.1 | 21.72 |  |  | -0.02769 |  |  |  | 0.12185 |  | 1 | CAPACITY |  |  |  | 1
245417 | 05SOMRSET8 | 69 | 205 | 64 | 0 | 6.4 | 5.33 |  |  | -0.02771 |  |  |  | 0 |  | 1 | CAPACITY |  |  |  | 1
270105 | Y2-050_ST1 | 18 | 205 | 58 | 58.4 | 280 | 233.03 |  |  | -0.02772 |  |  |  | 0 |  | 1 | CAPACITY | Y2-050 |  |  | 1
270103 | Y2-050_CT1 | 18 | 205 | 58 | 71.6 | 206 | 171.44 |  |  | -0.02772 |  |  |  | 0.02619 |  | 1 | CAPACITY | Y2-050 |  |  | 1
270104 | Y2-050_CT2 | 18 | 205 | 58 | 71.6 | 206 | 171.44 |  |  | -0.02772 |  |  |  | 0 |  | 1 | CAPACITY | Y2-050 |  |  | 1
240072 | 02Z2-028_1S | 19 | 202 | 58 | 0 | 307.6 | 256 |  |  | -0.02775 |  |  |  | 0.02619 |  | 1 | CAPACITY | Z2-028 |  |  | 1
240071 | 02Z2-028_1B | 19 | 202 | 58 | 0 | 288.2 | 239.85 |  |  | -0.02775 |  |  |  | 0.02619 |  | 1 | CAPACITY | Z2-028 |  |  | 1
240070 | 02Z2-028_1A | 19 | 202 | 58 | 0 | 288.2 | 239.85 |  |  | -0.02775 |  |  |  | 0.02619 |  | 1 | CAPACITY | Z2-028 |  |  | 1
240077 | AB1-015 E | 138 | 202 | 56 | 0 | 16.5 | 0 |  |  | -0.02775 |  |  |  | 0.06171 |  | 1 | ENERGY |  |  |  | 1
241951 | AB1-105 OP | 345 | 202 | 58 | 0 | 850 | 0 |  |  | -0.02783 |  |  |  | 0.02619 |  | 1 | NEW |  |  |  | 1
253160 | 09JCKCEN | 69 | 209 | 77 | 0 | 3.4 | 2.83 |  |  | -0.02784 |  |  |  | 0 |  | 1 | NEW |  |  |  | 1
245305 | 05WOOSTER | 69 | 205 | 77 | 0 | 1 | 0.83 |  |  | -0.02835 |  |  |  | 0 |  | 1 | CAPACITY |  |  |  | 1
245304 | 05WOOSTER | 23 | 205 | 77 | 0 | 1 | 0.83 |  |  | -0.02838 |  |  |  | 0 |  | 1 | CAPACITY |  |  |  | 1
253158 | 09INDI L | 69 | 209 | 77 | 0 | 3.4 | 2.83 |  |  | -0.0284 |  |  |  | 0 |  | 1 | CAPACITY |  |  |  | 1
243158 | 05WOOSTE | 138 | 205 | 77 | 0 | 1 | 0.83 |  |  | -0.02839 |  |  |  | 0 |  | 1 | CAPACITY |  |  |  | 1
240358 | 02GEN-Y1-012 | 36 | 202 | 64 | 0 | 3.8 | 3.16 |  |  | -0.02859 |  |  |  | 0 |  | 1 | CAPACITY |  |  |  | 1
270106 | P44 | 138 | 205 | 62 | 0 | 2.3 | 0 |  |  | -0.02863 |  |  |  | 0 |  | 1 | ENERGY |  |  |  | 1
239035 | 02PERRG1 | 22 | 202 | 41 | 1027.8 | 1247 | 1037.81 |  |  | -0.02886 |  |  |  | 0.01278 |  | 1 | CAPACITY |  |  |  | 1
247236 | 05DREG1S | 18 | 205 | 58 | 150 | 243 | 202.24 |  |  | -0.02888 |  |  |  | 0.02619 |  | 1 | CAPACITY | DRESDEN |  |  | 1
247235 | 05DREG1B | 18 | 205 | 58 | 75 | 182.2 | 151.63 |  |  | -0.02888 |  |  |  | 0.02619 |  | 1 | CAPACITY | DRESDEN |  |  | 1
247234 | 05DREG1A | 18 | 205 | 58 | 75 | 182.2 | 151.63 |  |  | -0.02888 |  |  |  | 0.02619 |  | 1 | CAPACITY | DRESDEN |  |  | 1
933922 | AD1-015 E | 0.6 | 205 | 75 | 0 | 93 | 0 |  |  | -0.02892 |  |  |  | 0 |  | 1 | NEWENERGY | AD1-015 |  |  | 1
270278 | AD1-015 C | 0.6 | 205 | 75 | 0 | 57 | 47.44 |  |  | -0.02892 |  |  |  | 0 |  | 1 | CAPACITY | AD1-015 |  |  | 1
COTTONWOOD | PJM->LTFIMP_COTTONWOOD |  |  | LTF |  | 210 |  |  |  | -0.0292
916032 | Z1-035 E | 69 | 202 | 74 | 0 | 15.66 | 0 |  |  | -0.02938 |  |  |  | 0 |  | 1 | NEWENERGY | Z1-035 |  |  | 1
241916 | 02Z1-035 | 69 | 202 | 74 | 0 | 2.34 | 1.95 |  |  | -0.02938 |  |  |  | 0 |  | 1 | CAPACITY | Z1-035 |  |  | 1
270166 | AC1-044 GEN3 | 23 | 205 | 58 | 0 | 612 | 509.33 |  |  | -0.03002 |  |  |  | 0.02619 |  | 1 | CAPACITY | Guernsey |  |  | 1
270119 | AB2-067 GEN1 | 23 | 205 | 58 | 0 | 612 | 509.33 |  |  | -0.03002 |  |  |  | 0.02619 |  | 1 | CAPACITY | Guernsey |  |  | 1
270120 | AB2-067 GEN2 | 23 | 205 | 58 | 0 | 612 | 509.33 |  |  | -0.03002 |  |  |  | 0 |  | 1 | CAPACITY | Guernsey |  |  | 1
247965 | Y1-063 E | 138 | 205 | 76 | -4 | 4 | 0 |  |  | -0.03005 |  |  |  | 0 |  | 1 | MTX |  |  |  | 1
246422 | 05MAYFLWER | 69 | 205 | 64 | 0 | 5.8 | 4.83 |  |  | -0.03052 |  |  |  | 0 |  | 1 | CAPACITY |  |  |  | 1
246235 | 05BLUFFTON | 69 | 205 | 77 | 0 | 2 | 1.66 |  |  | -0.0316 |  |  |  | 0 |  | 1 | CAPACITY |  |  |  | 1
933725 | AC2-195 E | 0.42 | 202 | 75 | 0 | 37.86 | 0 |  |  | -0.03164 |  |  |  | 0 |  | 1 | NEWENERGY | AC2-195 |  |  | 1
241960 | AC2-195 C | 0.42 | 202 | 75 | 0 | 62.1 | 51.68 |  |  | -0.03164 |  |  |  | 0 |  | 1 | CAPACITY | AC2-195 |  |  | 1
239175 | 02WLORG-6 | 13.8 | 202 | 57 | 45 | 76.2 | 63.42 |  |  | -0.03259 |  |  |  | 0.06171 |  | 1 | CAPACITY |  |  |  | 1
238572 | 02WLORG-B | 13.8 | 202 | 65 | 5 | 51.1 | 42.53 |  |  | -0.03259 |  |  |  | 0.12185 |  | 1 | CAPACITY |  |  |  | 1
238571 | 02WLORG-A | 13.8 | 202 | 65 | 5 | 49.6 | 41.28 |  |  | -0.03259 |  |  |  | 0.12185 |  | 1 | CAPACITY |  |  |  | 1
241908 | 02LLF_W4-004 | 4.16 | 202 | 64 | 0.6 | 14 | 11.65 |  |  | -0.03262 |  |  |  | 0.12185 |  | 1 | CAPACITY |  |  |  | 1
239172 | 02WLORG-3 | 13.8 | 202 | 57 | 45 | 77.5 | 64.5 |  |  | -0.03266 |  |  |  | 0.06171 |  | 1 | CAPACITY |  |  |  | 1
239174 | 02WLORG-5 | 13.8 | 202 | 57 | 45 | 76.2 | 63.42 |  |  | -0.03266 |  |  |  | 0.06171 |  | 1 | CAPACITY |  |  |  | 1
239173 | 02WLORG-4 | 13.8 | 202 | 57 | 45 | 75.8 | 63.08 |  |  | -0.03266 |  |  |  | 0.06171 |  | 1 | CAPACITY |  |  |  | 1
239171 | 02WLORG-2 | 13.8 | 202 | 57 | 45 | 75.1 | 62.5 |  |  | -0.03266 |  |  |  | 0.06171 |  | 1 | CAPACITY |  |  |  | 1
270165 | U1-059 E | 69 | 205 | 74 | 0 | 43.5 | 0 |  |  | -0.03438 |  |  |  | 0 |  | 1 | NEWENERGY | U1-059 |  |  | 1
247942 | W1-056 E | 69 | 205 | 74 | 0 | 16 | 0 |  |  | -0.03438 |  |  |  | 0 |  | 1 | NEWENERGY | W1-056 |  |  | 1
247522 | U1-059 C | 69 | 205 | 74 | 0 | 9.6 | 7.99 |  |  | -0.03438 |  |  |  | 0 |  | 1 | CAPACITY | U1-059 |  |  | 1
247555 | W1-056 C | 69 | 205 | 74 | 0 | 2.4 | 2 |  |  | -0.03438 |  |  |  | 0 |  | 1 | CAPACITY | W1-056 |  |  | 1
945617 | AF1-227 E1 | 0.6 | 205 | 75 | 0 | 74.83 | 0 |  |  | -0.03445 |  |  |  | 0 |  | 1 | NEWENERGY | AF1-227 |  |  | 1
945618 | AF1-227 E2 | 0.6 | 205 | 75 | 0 | 54.05 | 0 |  |  | -0.03445 |  |  |  | 0 |  | 1 | NEWENERGY | AF1-227 |  |  | 1
270284 | AF1-227 C1 | 0.6 | 205 | 75 | 0 | 112.25 | 93.42 |  |  | -0.03445 |  |  |  | 0 |  | 1 | CAPACITY | AF1-227 |  |  | 1
270286 | AF1-227 C2 | 0.6 | 205 | 75 | 0 | 81.07 | 67.47 |  |  | -0.03445 |  |  |  | 0 |  | 1 | CAPACITY | AF1-227 |  |  | 1
945619 | AF1-227 E3 | 0.63 | 205 | 75 | 0 | 1.12 | 0 |  |  | -0.03445 |  |  |  | 0 |  | 1 | NEWENERGY | AF1-227 |  |  | 1
241912 | 02EL_AA1-006 | 69 | 202 | 54 | 0 | 2.3 | 1.91 |  |  | -0.03445 |  |  |  | 0 |  | 1 | CAPACITY |  |  |  | 1
270287 | AF1-227 C3 | 0.63 | 205 | 75 | 0 | 1.68 | 1.4 |  |  | -0.03445 |  |  |  | 0 |  | 1 | CAPACITY | AF1-227 |  |  | 1
246477 | 05NILES | 69 | 205 | 77 | 0 | 1.3 | 1.08 |  |  | -0.03459 |  |  |  | 0 |  | 1 | CAPACITY |  |  |  | 1
246476 | 05NILES | 34.5 | 205 | 77 | 0 | 1.3 | 1.08 |  |  | -0.03459 |  |  |  | 0 |  | 1 | CAPACITY |  |  |  | 1
247932 | U2-072 E | 345 | 205 | 74 | 0 | 261 | 0 |  |  | -0.03463 |  |  |  | 0 |  | 1 | NEWENERGY | U2-072 |  |  | 1
247540 | U2-072 C | 345 | 205 | 74 | 0 | 39 | 32.46 |  |  | -0.03463 |  |  |  | 0 |  | 1 | CAPACITY | U2-072 |  |  | 1
925135 | AB2-170 E | 0.55 | 205 | 75 | 0 | 80.6 | 0 |  |  | -0.03468 |  |  |  | 0 |  | 1 | NEWENERGY | AB2-170 |  |  | 1
247948 | V3-028 E | 345 | 205 | 75 | 0 | 12.4 | 0 |  |  | -0.03468 |  |  |  | 0 |  | 1 | NEWENERGY | V3-028 |  |  | 1
247549 | V3-028 C | 345 | 205 | 75 | 0 | 57 | 47.44 |  |  | -0.03468 |  |  |  | 0 |  | 1 | CAPACITY | V3-028 |  |  | 1
270302 | AB2-170 C | 0.55 | 205 | 75 | 0 | 49.4 | 41.11 |  |  | -0.03468 |  |  |  | 0 |  | 1 | CAPACITY | AB2-170 |  |  | 1
907202 | AC2-103 E2 | 0.69 | 202 | 74 | 0 | 129.48 | 0 |  |  | -0.035 |  |  |  | 0 |  | 1 | NEWENERGY | AC2-103 |  |  | 1
907201 | AC2-103 E1 | 0.69 | 202 | 74 | 0 | 129.48 | 0 |  |  | -0.035 |  |  |  | 0 |  | 1 | NEWENERGY | AC2-103 |  |  | 1
241885 | AC2-103 C1 | 0.69 | 202 | 74 | 0 | 19.35 | 16.1 |  |  | -0.035 |  |  |  | 0 |  | 1 | CAPACITY | AC2-103 |  |  | 1
241886 | AC2-103 C2 | 0.69 | 202 | 74 | 0 | 19.35 | 16.1 |  |  | -0.035 |  |  |  | 0 |  | 1 | CAPACITY | AC2-103 |  |  | 1
247454 | 05OGG STREET | 69 | 205 | 77 | 0 | 10 | 8.32 |  |  | -0.03506 |  |  |  | 0 |  | 1 | CAPACITY |  |  |  | 1
243352 | 05NTRDAM | 138 | 205 | 77 | 0 | 57.6 | 47.94 |  |  | -0.03555 |  |  |  | 0 |  | 1 | CAPACITY |  |  |  | 1
244357 | 05GRANGER EL | 34.5 | 205 | 2 | 0 | 3.2 | 0 |  |  | -0.03568 |  |  |  | 0 |  | 1 | NEW |  |  |  | 1
934742 | AD1-101 E | 0.39 | 205 | 75 | 0 | 31 | 0 |  |  | -0.03629 |  |  |  | 0 |  | 1 | NEWENERGY | AD1-101 |  |  | 1
270297 | AD1-101 C | 0.39 | 205 | 75 | 0 | 19 | 15.81 |  |  | -0.03629 |  |  |  | 0 |  | 1 | CAPACITY | AD1-101 |  |  | 1
238603 | 02FRMENG 3 | 23 | 202 | 58 | 206 | 345.1 | 287.21 |  |  | -0.03646 |  |  |  | 0.02619 |  | 1 | CAPACITY | FREMONT |  |  | 1
238601 | 02FRMENG 1 | 18 | 202 | 58 | 104 | 162.6 | 135.32 |  |  | -0.03646 |  |  |  | 0.02619 |  | 1 | CAPACITY | FREMONT |  |  | 1
238602 | 02FRMENG 2 | 18 | 202 | 58 | 104 | 159.1 | 132.41 |  |  | -0.03646 |  |  |  | 0.02619 |  | 1 | CAPACITY | FREMONT |  |  | 1
238670 | 02DVBSG1 | 25 | 202 | 40 | 738.5 | 896 | 745.69 |  |  | -0.03716 |  |  |  | 0.01278 |  | 1 | CAPACITY |  |  |  | 1
247910 | 05BLCK-3 E | 0.69 | 205 | 74 | 0 | 84.9 | 0 |  |  | -0.03771 |  |  |  | 0 |  | 1 | NEWENERGY | R60 3 |  |  | 1
247908 | 05BLCK-1 E | 0.69 | 205 | 74 | 0 | 84.9 | 0 |  |  | -0.03771 |  |  |  | 0 |  | 1 | NEWENERGY | R60 1 |  |  | 1
247909 | 05BLCK-2 E | 0.69 | 205 | 74 | 0 | 84.9 | 0 |  |  | -0.03771 |  |  |  | 0 |  | 1 | NEWENERGY | R60 2 |  |  | 1
247295 | 05KEY G4 | 13.8 | 205 | 57 | 20 | 59.9 | 49.85 |  |  | -0.03772 |  |  |  | 0.06171 |  | 1 | CAPACITY |  |  |  | 1
247294 | 05KEY G3 | 13.8 | 205 | 57 | 20 | 59.1 | 49.19 |  |  | -0.03772 |  |  |  | 0.06171 |  | 1 | CAPACITY |  |  |  | 1
247293 | 05KEY G2 | 13.8 | 205 | 57 | 20 | 58.1 | 48.35 |  |  | -0.03772 |  |  |  | 0.06171 |  | 1 | CAPACITY |  |  |  | 1
247292 | 05KEY G1 | 13.8 | 205 | 57 | 20 | 57.8 | 48.1 |  |  | -0.03772 |  |  |  | 0.06171 |  | 1 | CAPACITY |  |  |  | 1
246938 | 05BLCK-3 C | 0.69 | 205 | 74 | 0 | 16.5 | 13.73 |  |  | -0.03771 |  |  |  | 0 |  | 1 | CAPACITY | R60 3 |  |  | 1
246936 | 05BLCK-1 C | 0.69 | 205 | 74 | 0 | 16.4 | 13.65 |  |  | -0.03771 |  |  |  | 0 |  | 1 | CAPACITY | R60 1 |  |  | 1
246937 | 05BLCK-2 C | 0.69 | 205 | 74 | 0 | 16.4 | 13.65 |  |  | -0.03771 |  |  |  | 0 |  | 1 | CAPACITY | R60 2 |  |  | 1
247959 | V1-011 E | 0.69 | 205 | 74 | 0 | 87 | 0 |  |  | -0.03791 |  |  |  | 0 |  | 1 | NEWENERGY | V1-011 |  |  | 1
247607 | V1-011 GEN | 0.69 | 205 | 74 | 0 | 13 | 10.82 |  |  | -0.03791 |  |  |  | 0 |  | 1 | CAPACITY | V1-011 |  |  | 1
243017 | 05HAVILAND1 | 138 | 205 | 77 | 0 | 4.5 | 3.74 |  |  | -0.03791 |  |  |  | 0 |  | 1 | CAPACITY |  |  |  | 1
934906 | AD1-119 E | 0.39 | 205 | 75 | 0 | 31 | 0 |  |  | -0.03822 |  |  |  | 0 |  | 1 | NEWENERGY | AD1-119 |  |  | 1
270258 | AD1-119 C | 0.39 | 205 | 75 | 0 | 18.96 | 15.78 |  |  | -0.03822 |  |  |  | 0 |  | 1 | CAPACITY | AD1-119 |  |  | 1
243071 | 05BERRINSP G | 69 | 205 | 60 | 0 | 3.3 | 2.75 |  |  | -0.03822 |  |  |  | 0 |  | 1 | CAPACITY |  |  |  | 1
934891 | AD1-118 | 345 | 202 | 57 | 0 | 70 | 0 |  |  | -0.03866 |  |  |  | 0.06171 |  | 1 | NEWENERGY |  |  |  | 1
238885 | 02TROY G1 | 18 | 202 | 30 | 90 | 160 | 133.16 |  |  | -0.03866 |  |  |  | 0.08416 |  | 1 | CAPACITY |  |  |  | 1
238887 | 02TROY G3 | 18 | 202 | 57 | 90 | 160 | 133.16 |  |  | -0.03866 |  |  |  | 0.06171 |  | 1 | CAPACITY |  |  |  | 1
238886 | 02TROY G2 | 18 | 202 | 30 | 90 | 160 | 133.16 |  |  | -0.03866 |  |  |  | 0.08416 |  | 1 | CAPACITY |  |  |  | 1
238888 | 02TROY G4 | 18 | 202 | 57 | 90 | 160 | 133.16 |  |  | -0.03866 |  |  |  | 0.06171 |  | 1 | CAPACITY |  |  |  | 1
270164 | T-131 E | 0.69 | 205 | 74 | 0 | 120 | 0 |  |  | -0.03869 |  |  |  | 0 |  | 1 | NEWENERGY | T131 |  |  | 1
926866 | AC1-173 E | 0.72 | 205 | 74 | 0 | 66 | 0 |  |  | -0.03869 |  |  |  | 0 |  | 1 | NEWENERGY | AC1-173 |  |  | 1
239065 | 02RICHG2&3 | 13.2 | 202 | 55 | 10 | 22 | 18.31 |  |  | -0.03869 |  |  |  | 0.11961 |  | 1 | CAPACITY |  |  |  | 1
247521 | TR3_G114 | 0.69 | 205 | 74 | 16.5 | 20 | 16.65 |  |  | -0.03869 |  |  |  | 0 |  | 1 | CAPACITY | T131 |  |  | 1
270191 | TR4_S_V150 | 0.72 | 205 | 74 | 0 | 9.9 | 8.24 |  |  | -0.03869 |  |  |  | 0 |  | 1 | CAPACITY | AC1-173 |  |  | 1
270247 | TR3_N_V136 | 0.65 | 205 | 74 | 0 | 5 | 4.16 |  |  | -0.03869 |  |  |  | 0 |  | 1 | CAPACITY |  |  |  | 1
270246 | TR3_N_V150 | 0.72 | 205 | 74 | 0 | 5 | 4.16 |  |  | -0.03869 |  |  |  | 0 |  | 1 | CAPACITY |  |  |  | 1
239069 | 02RICHG6 | 13.8 | 202 | 57 | 40 | 119.7 | 99.62 |  |  | -0.03873 |  |  |  | 0.06171 |  | 1 | CAPACITY |  |  |  | 1
239068 | 02RICHG5 | 13.8 | 202 | 57 | 40 | 119.4 | 99.37 |  |  | -0.03873 |  |  |  | 0.06171 |  | 1 | CAPACITY |  |  |  | 1
239067 | 02RICHG4 | 13.8 | 202 | 57 | 40 | 119.2 | 99.2 |  |  | -0.03873 |  |  |  | 0.06171 |  | 1 | CAPACITY |  |  |  | 1
239064 | 02RICHG1 | 13.2 | 202 | 20 | 5 | 11 | 9.15 |  |  | -0.03873 |  |  |  | 0 |  | 1 | CAPACITY |  |  |  | 1
238564 | 02BAYSG1 | 18 | 202 | 12 | 75 | 136 | 113.18 |  |  | -0.03875 |  |  |  | 0.08416 |  | 1 | CAPACITY |  |  |  | 1
239293 | 02BS-PKR | 4.16 | 202 | 20 | 2 | 13.1 | 10.9 |  |  | -0.03875 |  |  |  | 0.08416 |  | 1 | CAPACITY |  |  |  | 1
240997 | 02BG10 | 69 | 202 | 75 | 0 | 20 | 0 |  |  | -0.03878 |  |  |  | 0 |  | 1 | NEWENERGY |  |  |  | 1
247911 | 05TIMB G E | 0.69 | 205 | 74 | 0 | 76.1 | 0 |  |  | -0.0388 |  |  |  | 0 |  | 1 | NEWENERGY | R49 |  |  | 1
246953 | 05TIMB G C | 0.69 | 205 | 74 | 0 | 22.9 | 19.06 |  |  | -0.0388 |  |  |  | 0 |  | 1 | CAPACITY | R49 |  |  | 1
241946 | AB1-107 CT1 | 20 | 202 | 58 | 0 | 275.1 | 0 |  |  | -0.03883 |  |  |  | 0.02619 |  | 1 | NEW | AB1-107 |  |  | 1
247270 | 05RPMNG1 | 18 | 205 | 57 | 75 | 149.8 | 124.67 |  |  | -0.03889 |  |  |  | 0.06171 |  | 1 | CAPACITY |  |  |  | 1
247271 | 05RPMNG2 | 18 | 205 | 57 | 75 | 149.7 | 124.59 |  |  | -0.03889 |  |  |  | 0.06171 |  | 1 | CAPACITY |  |  |  | 1
247272 | 05RPMNG3 | 18 | 205 | 57 | 75 | 149 | 124 |  |  | -0.03889 |  |  |  | 0.06171 |  | 1 | CAPACITY |  |  |  | 1
241948 | AB1-107 ST1 | 19 | 202 | 58 | 0 | 309.8 | 0 |  |  | -0.03894 |  |  |  | 0 |  | 1 | NEW | AB1-107 |  |  | 1
241947 | AB1-107 CT2 | 20 | 202 | 58 | 0 | 275.1 | 0 |  |  | -0.03894 |  |  |  | 0 |  | 1 | NEW | AB1-107 |  |  | 1
241900 | 02OREGON_ST1 | 19 | 202 | 58 | 0 | 326.2 | 271.48 |  |  | -0.03894 |  |  |  | 0.02619 |  | 1 | CAPACITY | OREGON |  |  | 1
241899 | 02OREGON_CT2 | 19 | 202 | 58 | 0 | 259.4 | 215.88 |  |  | -0.03894 |  |  |  | 0.02619 |  | 1 | CAPACITY | OREGON |  |  | 1
241898 | 02OREGON_CT1 | 19 | 202 | 58 | 0 | 259.4 | 215.88 |  |  | -0.03894 |  |  |  | 0.02619 |  | 1 | CAPACITY | OREGON |  |  | 1
239202 | 02STRYCT | 13.2 | 202 | 20 | 5 | 12.7 | 10.57 |  |  | -0.03927 |  |  |  | 0.08416 |  | 1 | CAPACITY |  |  |  | 1
270102 | AB1-080 ST | 18 | 205 | 58 | 0 | 251 | 208.89 |  |  | -0.04573 |  |  |  | 0.02619 |  | 1 | CAPACITY | X2-052 |  |  | 1
270100 | AB1-080 CT1 | 18 | 205 | 58 | 0 | 232 | 193.08 |  |  | -0.04573 |  |  |  | 0.02619 |  | 1 | CAPACITY | X2-052 |  |  | 1
270101 | AB1-080 CT2 | 18 | 205 | 58 | 0 | 232 | 193.08 |  |  | -0.04573 |  |  |  | 0.02619 |  | 1 | CAPACITY | X2-052 |  |  | 1
PRAIRIE | PJM->LTFIMP_PRAIRIE |  |  | LTF |  | 258.3 |  |  |  | -0.0461
247604 | X1-042 | 138 | 205 | 62 | 0 | 3.8 | 3.16 |  |  | -0.05013 |  |  |  | 0 |  | 1 | CAPACITY |  |  |  | 1
246536 | 05MOTTVILLE | 34.5 | 205 | 60 | 0 | 0.5 | 0.42 |  |  | -0.05169 |  |  |  | 0 |  | 1 | CAPACITY |  |  |  | 1
247966 | 05WTRV SLR E | 138 | 205 | 75 | 0 | 2.3 | 0 |  |  | -0.05172 |  |  |  | 0 |  | 1 | NEWENERGY | Z2-113 |  |  | 1
244412 | 05WTRV SLR C | 138 | 205 | 75 | 0 | 2.3 | 1.91 |  |  | -0.05172 |  |  |  | 0 |  | 1 | CAPACITY | Z2-113 |  |  | 1
247620 | Y3-023 | 138 | 205 | 62 | 0 | 4.5 | 3.74 |  |  | -0.05181 |  |  |  | 0 |  | 1 | CAPACITY |  |  |  | 1
246397 | 05ELKHART HY | 34.5 | 205 | 64 | 0 | 1.8 | 1.5 |  |  | -0.05423 |  |  |  | 0 |  | 1 | CAPACITY |  |  |  | 1
246416 | 05TWIN BRNCH | 34.5 | 205 | 60 | 0 | 1.7 | 1.41 |  |  | -0.05737 |  |  |  | 0 |  | 1 | CAPACITY |  |  |  | 1
936632 | AD2-079 E O1 | 0.63 | 205 | 75 | 0 | 8 | 0 |  |  | -0.05799 |  |  |  | 0 |  | 1 | NEWENERGY | AD2-079 |  |  | 1
270216 | AD2-079_C O1 | 0.63 | 205 | 75 | 0 | 12 | 9.99 |  |  | -0.05799 |  |  |  | 0 |  | 1 | CAPACITY | AD2-079 |  |  | 1
247969 | Z2-116 E | 138 | 205 | 75 | 0 | 1.3 | 0 |  |  | -0.05996 |  |  |  | 0 |  | 1 | NEWENERGY | Z2-116 |  |  | 1
247643 | Z2-116 C | 138 | 205 | 75 | 0 | 1.3 | 1.08 |  |  | -0.05996 |  |  |  | 0 |  | 1 | CAPACITY | Z2-116 |  |  | 1
936601 | AD2-075 | 345 | 205 | 58 | 0 | 145 | 0 |  |  | -0.06218 |  |  |  | 0.02619 |  | 1 | NEWENERGY |  |  |  | 1
247530 | 05COVRT3 | 16 | 205 | 58 | 0 | 219.8 | 182.93 |  |  | -0.06218 |  |  |  | 0.02619 |  | 1 | CAPACITY | Covert 3 |  |  | 1
247528 | 05COVRT1 | 16 | 205 | 58 | 0 | 219.8 | 182.93 |  |  | -0.06218 |  |  |  | 0.02619 |  | 1 | CAPACITY | Covert 1 |  |  | 1
247529 | 05COVRT2 | 16 | 205 | 58 | 0 | 219.8 | 182.93 |  |  | -0.06218 |  |  |  | 0.02619 |  | 1 | CAPACITY | Covert 2 |  |  | 1
247533 | 05COVRT6 | 16.5 | 205 | 58 | 0 | 137 | 114.02 |  |  | -0.06218 |  |  |  | 0.02619 |  | 1 | CAPACITY | Covert 3 |  |  | 1
247531 | 05COVRT4 | 16.5 | 205 | 58 | 0 | 132.2 | 110.02 |  |  | -0.06218 |  |  |  | 0.02619 |  | 1 | CAPACITY | Covert 1 |  |  | 1
247532 | 05COVRT5 | 16.5 | 205 | 58 | 0 | 131.2 | 109.19 |  |  | -0.06218 |  |  |  | 0.02619 |  | 1 | CAPACITY | Covert 2 |  |  | 1
243440 | 05CKG1 | 26 | 205 | 45 | 600 | 1014.5 | 844.31 |  |  | -0.07115 |  |  |  | 0.01278 |  | 1 | CAPACITY |  |  |  | 1
270143 | AA2-116_CT2 | 25 | 205 | 58 | 0 | 376 | 312.92 |  |  | -0.07264 |  |  |  | 0 |  | 1 | CAPACITY | AA2-116 |  |  | 1
270142 | AA2-116_CT1 | 25 | 205 | 58 | 0 | 376 | 312.92 |  |  | -0.07264 |  |  |  | 0.02619 |  | 1 | CAPACITY | AA2-116 |  |  | 1
270144 | AA2-116_ST | 23.5 | 205 | 58 | 0 | 333 | 277.14 |  |  | -0.07264 |  |  |  | 0 |  | 1 | CAPACITY | AA2-116 |  |  | 1
243441 | 05CKG2 | 26 | 205 | 45 | 600 | 1186 | 987.04 |  |  | -0.09641 |  |  |  | 0.01278 |  | 1 | CAPACITY |  |  |  | 1
MDU | PJM->LTFIMP_MDU |  |  | LTF |  | 10.1 |  |  |  | -0.1001